## 8月1日审计
2026-08-01 MILP审计
100MW/200MWh，月度份额版。订单由7月31日冻结，8月1日正式执行。
A列为15分钟，B—H价格，I—P状态与选择，Q—W现金，BE—BK为带取值的计算过程。
时间 Bucharest | DA价格 EUR/MWh | FCR容量价 EUR/(MW·h) | aFRR上容量价 EUR/(MW·h) | aFRR下容量价 EUR/(MW·h) | aFRR上激活价 EUR/MWh | aFRR下激活价 EUR/MWh | FCR激活 未纳入模型 | 起SOC MWh | 末SOC MWh | DA净申报 MW | FCR中标预留 MW | aFRR上中标 MW | aFRR下中标 MW | 上调激活 MWh | 下调激活 MWh | DA现金 EUR | FCR容量现金 EUR | aFRR上容量现金 EUR | aFRR下容量现金 EUR | aFRR上激活现金 EUR | aFRR下激活现金 EUR | 总现金 EUR | 原账本总现金 EUR | 现金差异 EUR | 执行或计划 | aFRR小时有效 1/0 | FCR小时有效 1/0 | 时长h | FCR月份额 | aFRR月份额 | 有效α上 | 有效α下 | 系统上采购 MW | 系统下采购 MW | 系统上激活 MWh | 系统下激活 MWh | 系统FCR采购 MW | EFC复算 | AC充电 MWh | AC放电 MWh | 相位复算末SOC MWh | SOC差异 MWh | 汇率 RON/EUR | 汇率来源日 | UTC起点 | DA原生订单ID | DA原生分钟 | aFRR门禁原因 | FCR需求 MW | aFRR上需求 MW | aFRR下需求 MW | FCR最终容量上限 MW | aFRR上最终上限 MW | aFRR下最终上限 MW | 求解窗口起日 | DA现金计算过程 | FCR容量现金计算过程 | aFRR上容量现金计算过程 | aFRR下容量现金计算过程 | aFRR上激活现金计算过程 | aFRR下激活现金计算过程 | 总现金计算过程
2026-08-01 | 179.01 | 66.2245 | 7.1275 | 2.7062 | 391.8358 | 0 | 未模拟 | 31.7391 | 34.9347 | -24 | 40 | 24 | 24 | 2.5266 | 0 | -1074.06 | 662.2453 | 42.7649 | 16.2369 | 990.0056 | 0 | 637.1927 | 637.1927 | 0 | 正式执行 | 1 | 1 | 0.25 | 31.25% | 13.71% | 42.11% | 0% | 175 | 175 | 18.423 | 0 | 131.968 | 0.0088765 | 3.4734 | 1.9822e-14 | 34.9347 | 0 | 5.2473 | 2026-07-31 | 2026-07-31 21:00 | 2026-07-31_93 | 15 | OK | 128 | 175 | 175 | 40 | 24 | 24 | 2026-08-01 | -24.000000 MW × 179.010000 × 0.250000 h = -1074.060000 EUR | 40.000000 MW × 66.224535 × 0.250000 h = 662.245345 EUR | 24.000000 MW × 7.127475 × 0.250000 h = 42.764850 EUR | 24.000000 MW × 2.706154 × 0.250000 h = 16.236922 EUR | 2.526583 MWh × 391.835801 = 990.005618 EUR | 零下调激活电量 | -1074.060000 + 662.245345 + 42.764850 + 16.236922 + 990.005618 + 0.000000 = 637.192736 EUR
2026-08-01 00:15 | 170.12 | 66.2245 | 7.1275 | 2.7062 | 264.6351 | 0 | 未模拟 | 34.9347 | 32.6332 | 0 | 40 | 24 | 24 | 2.1173 | 0 | 0 | 662.2453 | 42.7649 | 16.2369 | 560.3248 | 0 | 1281.572 | 1281.572 | 0 | 正式执行 | 1 | 1 | 0.25 | 31.25% | 13.71% | 35.29% | 0% | 175 | 175 | 15.439 | 0 | 131.968 | 0.006393 | 0 | 2.1173 | 32.6332 | 0 | 5.2473 | 2026-07-31 | 2026-07-31 21:15 | 2026-07-31_94 | 15 | OK | 128 | 175 | 175 | 40 | 24 | 24 | 2026-08-01 | 零头寸，无结算现金 | 40.000000 MW × 66.224535 × 0.250000 h = 662.245345 EUR | 24.000000 MW × 7.127475 × 0.250000 h = 42.764850 EUR | 24.000000 MW × 2.706154 × 0.250000 h = 16.236922 EUR | 2.117349 MWh × 264.635146 = 560.324848 EUR | 零下调激活电量 | 0.000000 + 662.245345 + 42.764850 + 16.236922 + 560.324848 + 0.000000 = 1281.571965 EUR
2026-08-01 00:30 | 167.36 | 66.2245 | 7.1275 | 2.7062 | 422.7022 | 0 | 未模拟 | 32.6332 | 35.1434 | -24 | 40 | 24 | 24 | 3.2715 | 0 | -1004.16 | 662.2453 | 42.7649 | 16.2369 | 1382.8882 | 0 | 1099.9753 | 1099.9753 | 0 | 正式执行 | 1 | 1 | 0.25 | 31.25% | 13.71% | 54.53% | 0% | 175 | 175 | 23.855 | 0 | 131.968 | 0.0069727 | 2.7285 | 0 | 35.1434 | 0 | 5.2473 | 2026-07-31 | 2026-07-31 21:30 | 2026-07-31_95 | 15 | OK | 128 | 175 | 175 | 40 | 24 | 24 | 2026-08-01 | -24.000000 MW × 167.360000 × 0.250000 h = -1004.160000 EUR | 40.000000 MW × 66.224535 × 0.250000 h = 662.245345 EUR | 24.000000 MW × 7.127475 × 0.250000 h = 42.764850 EUR | 24.000000 MW × 2.706154 × 0.250000 h = 16.236922 EUR | 3.271543 MWh × 422.702152 = 1382.888205 EUR | 零下调激活电量 | -1004.160000 + 662.245345 + 42.764850 + 16.236922 + 1382.888205 + 0.000000 = 1099.975322 EUR
2026-08-01 00:45 | 165.13 | 66.2245 | 7.1275 | 2.7062 | 260.5146 | 76.2611 | 未模拟 | 35.1434 | 38.9904 | -24 | 40 | 24 | 24 | 1.8865 | 0.068023 | -990.78 | 662.2453 | 42.7649 | 16.2369 | 491.4704 | -5.1875 | 216.75 | 216.75 | 0 | 正式执行 | 1 | 1 | 0.25 | 31.25% | 13.71% | 31.44% | 1.134% | 175 | 175 | 13.756 | 0.496 | 131.968 | 0.010686 | 4.1815 | 0 | 38.9904 | 0 | 5.2473 | 2026-07-31 | 2026-07-31 21:45 | 2026-07-31_96 | 15 | OK | 128 | 175 | 175 | 40 | 24 | 24 | 2026-08-01 | -24.000000 MW × 165.130000 × 0.250000 h = -990.780000 EUR | 40.000000 MW × 66.224535 × 0.250000 h = 662.245345 EUR | 24.000000 MW × 7.127475 × 0.250000 h = 42.764850 EUR | 24.000000 MW × 2.706154 × 0.250000 h = 16.236922 EUR | 1.886537 MWh × 260.514550 = 491.470375 EUR | −(0.068023 MWh × 76.261125) = -5.187500 EUR | -990.780000 + 662.245345 + 42.764850 + 16.236922 + 491.470375 + -5.187500 = 216.749993 EUR
2026-08-01 01:00 | 184.32 | 66.2245 | 7.1275 | 2.7062 | 171.0889 | 74.7095 | 未模拟 | 38.9904 | 33.5612 | 20.3384 | 40 | 24 | 24 | 0.14661 | 0.24206 | 937.194 | 662.2453 | 42.7649 | 16.2369 | 25.0826 | -18.084 | 1665.4398 | 1665.4398 | 0 | 正式执行 | 1 | 1 | 0.25 | 31.25% | 13.71% | 2.443% | 4.034% | 175 | 175 | 1.069 | 1.765 | 128 | 0.01527 | 0.03693 | 5.0261 | 33.5612 | 0 | 5.2473 | 2026-07-31 | 2026-07-31 22:00 | 2026-08-01_1 | 15 | OK | 128 | 175 | 175 | 40 | 24 | 24 | 2026-08-01 | 20.338412 MW × 184.320000 × 0.250000 h = 937.194033 EUR | 40.000000 MW × 66.224535 × 0.250000 h = 662.245345 EUR | 24.000000 MW × 7.127475 × 0.250000 h = 42.764850 EUR | 24.000000 MW × 2.706154 × 0.250000 h = 16.236922 EUR | 0.146606 MWh × 171.088941 = 25.082616 EUR | −(0.242057 MWh × 74.709470) = -18.083961 EUR | 937.194033 + 662.245345 + 42.764850 + 16.236922 + 25.082616 + -18.083961 = 1665.439807 EUR
2026-08-01 01:15 | 174.23 | 66.2245 | 7.1275 | 2.7062 | 190.5368 | 0 | 未模拟 | 33.5612 | 32.7194 | 0 | 40 | 24 | 24 | 0.77445 | 0 | 0 | 662.2453 | 42.7649 | 16.2369 | 147.5604 | 0 | 868.8076 | 868.8076 | 0 | 正式执行 | 1 | 1 | 0.25 | 31.25% | 13.71% | 12.91% | 0% | 175 | 175 | 5.647 | 0 | 128 | 0.0023383 | 0 | 0.77445 | 32.7194 | 0 | 5.2473 | 2026-07-31 | 2026-07-31 22:15 | 2026-08-01_2 | 15 | OK | 128 | 175 | 175 | 40 | 24 | 24 | 2026-08-01 | 零头寸，无结算现金 | 40.000000 MW × 66.224535 × 0.250000 h = 662.245345 EUR | 24.000000 MW × 7.127475 × 0.250000 h = 42.764850 EUR | 24.000000 MW × 2.706154 × 0.250000 h = 16.236922 EUR | 0.774446 MWh × 190.536848 = 147.560445 EUR | 零下调激活电量 | 0.000000 + 662.245345 + 42.764850 + 16.236922 + 147.560445 + 0.000000 = 868.807563 EUR
2026-08-01 01:30 | 165.3 | 66.2245 | 7.1275 | 2.7062 | 181.5518 | 0 | 未模拟 | 32.7194 | 31.7713 | 0 | 40 | 24 | 24 | 0.87223 | 0 | 0 | 662.2453 | 42.7649 | 16.2369 | 158.3547 | 0 | 879.6018 | 879.6018 | 0 | 正式执行 | 1 | 1 | 0.25 | 31.25% | 13.71% | 14.54% | 0% | 175 | 175 | 6.36 | 0 | 128 | 0.0026335 | 0 | 0.87223 | 31.7713 | 0 | 5.2473 | 2026-07-31 | 2026-07-31 22:30 | 2026-08-01_3 | 15 | OK | 128 | 175 | 175 | 40 | 24 | 24 | 2026-08-01 | 零头寸，无结算现金 | 40.000000 MW × 66.224535 × 0.250000 h = 662.245345 EUR | 24.000000 MW × 7.127475 × 0.250000 h = 42.764850 EUR | 24.000000 MW × 2.706154 × 0.250000 h = 16.236922 EUR | 0.872229 MWh × 181.551846 = 158.354707 EUR | 零下调激活电量 | 0.000000 + 662.245345 + 42.764850 + 16.236922 + 158.354707 + 0.000000 = 879.601825 EUR
2026-08-01 01:45 | 157.23 | 66.2245 | 7.1275 | 2.7062 | 190.0879 | 0 | 未模拟 | 31.7713 | 36.484 | -24 | 40 | 24 | 24 | 0.87758 | 0 | -943.38 | 662.2453 | 42.7649 | 16.2369 | 166.8168 | 0 | -55.3161 | -55.3161 | 0 | 正式执行 | 1 | 1 | 0.25 | 31.25% | 13.71% | 14.63% | 0% | 175 | 175 | 6.399 | 0 | 128 | 0.013091 | 5.1224 | 0 | 36.484 | 0 | 5.2473 | 2026-07-31 | 2026-07-31 22:45 | 2026-08-01_4 | 15 | OK | 128 | 175 | 175 | 40 | 24 | 24 | 2026-08-01 | -24.000000 MW × 157.230000 × 0.250000 h = -943.380000 EUR | 40.000000 MW × 66.224535 × 0.250000 h = 662.245345 EUR | 24.000000 MW × 7.127475 × 0.250000 h = 42.764850 EUR | 24.000000 MW × 2.706154 × 0.250000 h = 16.236922 EUR | 0.877577 MWh × 190.087855 = 166.816756 EUR | 零下调激活电量 | -943.380000 + 662.245345 + 42.764850 + 16.236922 + 166.816756 + 0.000000 = -55.316126 EUR
2026-08-01 02:00 | 170.44 | 66.2245 | 7.1275 | 2.7062 | 227.4297 | 0 | 未模拟 | 36.484 | 34.2786 | 0 | 40 | 24 | 24 | 2.0289 | 0 | 0 | 662.2453 | 42.7649 | 16.2369 | 461.4302 | 0 | 1182.6773 | 1182.6773 | 0 | 正式执行 | 1 | 1 | 0.25 | 31.25% | 13.71% | 33.81% | 0% | 175 | 175 | 14.794 | 0 | 128 | 0.0061259 | 0 | 2.0289 | 34.2786 | 0 | 5.2473 | 2026-07-31 | 2026-07-31 23:00 | 2026-08-01_5 | 15 | OK | 128 | 175 | 175 | 40 | 24 | 24 | 2026-08-01 | 零头寸，无结算现金 | 40.000000 MW × 66.224535 × 0.250000 h = 662.245345 EUR | 24.000000 MW × 7.127475 × 0.250000 h = 42.764850 EUR | 24.000000 MW × 2.706154 × 0.250000 h = 16.236922 EUR | 2.028891 MWh × 227.429726 = 461.430221 EUR | 零下调激活电量 | 0.000000 + 662.245345 + 42.764850 + 16.236922 + 461.430221 + 0.000000 = 1182.677339 EUR
2026-08-01 02:15 | 169.42 | 66.2245 | 7.1275 | 2.7062 | 236.0885 | 0 | 未模拟 | 34.2786 | 31.9934 | 0 | 40 | 24 | 24 | 2.1024 | 0 | 0 | 662.2453 | 42.7649 | 16.2369 | 496.3524 | 0 | 1217.5995 | 1217.5995 | 0 | 正式执行 | 1 | 1 | 0.25 | 31.25% | 13.71% | 35.04% | 0% | 175 | 175 | 15.33 | 0 | 128 | 0.0063478 | 0 | 2.1024 | 31.9934 | 0 | 5.2473 | 2026-07-31 | 2026-07-31 23:15 | 2026-08-01_6 | 15 | OK | 128 | 175 | 175 | 40 | 24 | 24 | 2026-08-01 | 零头寸，无结算现金 | 40.000000 MW × 66.224535 × 0.250000 h = 662.245345 EUR | 24.000000 MW × 7.127475 × 0.250000 h = 42.764850 EUR | 24.000000 MW × 2.706154 × 0.250000 h = 16.236922 EUR | 2.102400 MWh × 236.088465 = 496.352388 EUR | 零下调激活电量 | 0.000000 + 662.245345 + 42.764850 + 16.236922 + 496.352388 + 0.000000 = 1217.599505 EUR
2026-08-01 02:30 | 158.09 | 66.2245 | 7.1275 | 2.7062 | 179.2954 | 0 | 未模拟 | 31.9934 | 31.9793 | -1.0888 | 40 | 24 | 24 | 0.24507 | 0 | -43.0313 | 662.2453 | 42.7649 | 16.2369 | 43.9407 | 0 | 722.1566 | 722.1566 | 0 | 正式执行 | 1 | 1 | 0.25 | 31.25% | 13.71% | 4.085% | 0% | 175 | 175 | 1.787 | 0 | 128 | 0.0013736 | 0.26108 | 0.23396 | 31.9793 | 0 | 5.2473 | 2026-07-31 | 2026-07-31 23:30 | 2026-08-01_7 | 15 | OK | 128 | 175 | 175 | 40 | 24 | 24 | 2026-08-01 | -1.088779 MW × 158.090000 × 0.250000 h = -43.031250 EUR | 40.000000 MW × 66.224535 × 0.250000 h = 662.245345 EUR | 24.000000 MW × 7.127475 × 0.250000 h = 42.764850 EUR | 24.000000 MW × 2.706154 × 0.250000 h = 16.236922 EUR | 0.245074 MWh × 179.295447 = 43.940704 EUR | 零下调激活电量 | -43.031250 + 662.245345 + 42.764850 + 16.236922 + 43.940704 + 0.000000 = 722.156571 EUR
2026-08-01 02:45 | 156.91 | 66.2245 | 7.1275 | 2.7062 | 170.8616 | 0 | 未模拟 | 31.9793 | 32.6772 | -4.2701 | 40 | 24 | 24 | 0.2688 | 0 | -167.504 | 662.2453 | 42.7649 | 16.2369 | 45.9276 | 0 | 599.6708 | 599.6708 | 0 | 正式执行 | 1 | 1 | 0.25 | 31.25% | 13.71% | 4.48% | 0% | 175 | 175 | 1.96 | 0 | 128 | 0.0032731 | 1.0197 | 0.22098 | 32.6772 | 0 | 5.2473 | 2026-07-31 | 2026-07-31 23:45 | 2026-08-01_8 | 15 | OK | 128 | 175 | 175 | 40 | 24 | 24 | 2026-08-01 | -4.270064 MW × 156.910000 × 0.250000 h = -167.503950 EUR | 40.000000 MW × 66.224535 × 0.250000 h = 662.245345 EUR | 24.000000 MW × 7.127475 × 0.250000 h = 42.764850 EUR | 24.000000 MW × 2.706154 × 0.250000 h = 16.236922 EUR | 0.268800 MWh × 170.861586 = 45.927594 EUR | 零下调激活电量 | -167.503950 + 662.245345 + 42.764850 + 16.236922 + 45.927594 + 0.000000 = 599.670761 EUR
2026-08-01 03:00 | 161.92 | 66.2245 | 7.1275 | 4.2098 | 256.4128 | 0 | 未模拟 | 32.6772 | 33.8058 | -16.3164 | 40 | 24 | 24 | 2.6958 | 0 | -660.4875 | 662.2453 | 42.7649 | 25.2587 | 691.2421 | 0 | 761.0234 | 761.0234 | 0 | 正式执行 | 1 | 1 | 0.25 | 31.25% | 13.71% | 44.93% | 0% | 175 | 175 | 19.657 | 0 | 128 | 0.0083465 | 2.2463 | 0.86307 | 33.8058 | 0 | 5.2473 | 2026-07-31 | 2026-08-01 | 2026-08-01_9 | 15 | OK | 128 | 175 | 175 | 40 | 24 | 24 | 2026-08-01 | -16.316392 MW × 161.920000 × 0.250000 h = -660.487540 EUR | 40.000000 MW × 66.224535 × 0.250000 h = 662.245345 EUR | 24.000000 MW × 7.127475 × 0.250000 h = 42.764850 EUR | 24.000000 MW × 4.209784 × 0.250000 h = 25.258704 EUR | 2.695817 MWh × 256.412822 = 691.242081 EUR | 零下调激活电量 | -660.487540 + 662.245345 + 42.764850 + 25.258704 + 691.242081 + 0.000000 = 761.023441 EUR
2026-08-01 03:15 | 160.57 | 66.2245 | 7.1275 | 4.2098 | 350.5412 | 0 | 未模拟 | 33.8058 | 35.2742 | -24 | 40 | 24 | 24 | 4.4039 | 0 | -963.42 | 662.2453 | 42.7649 | 25.2587 | 1543.7595 | 0 | 1310.6084 | 1310.6084 | 0 | 正式执行 | 1 | 1 | 0.25 | 31.25% | 13.71% | 73.4% | 0% | 175 | 175 | 32.112 | 0 | 128 | 0.0040788 | 1.5961 | 0 | 35.2742 | 0 | 5.2473 | 2026-07-31 | 2026-08-01 00:15 | 2026-08-01_10 | 15 | OK | 128 | 175 | 175 | 40 | 24 | 24 | 2026-08-01 | -24.000000 MW × 160.570000 × 0.250000 h = -963.420000 EUR | 40.000000 MW × 66.224535 × 0.250000 h = 662.245345 EUR | 24.000000 MW × 7.127475 × 0.250000 h = 42.764850 EUR | 24.000000 MW × 4.209784 × 0.250000 h = 25.258704 EUR | 4.403931 MWh × 350.541231 = 1543.759543 EUR | 零下调激活电量 | -963.420000 + 662.245345 + 42.764850 + 25.258704 + 1543.759543 + 0.000000 = 1310.608443 EUR
2026-08-01 03:30 | 156.74 | 66.2245 | 7.1275 | 4.2098 | 271.1621 | 0 | 未模拟 | 35.2742 | 37.2371 | -24 | 40 | 24 | 24 | 3.8663 | 0 | -940.44 | 662.2453 | 42.7649 | 25.2587 | 1048.4026 | 0 | 838.2315 | 838.2315 | 0 | 正式执行 | 1 | 1 | 0.25 | 31.25% | 13.71% | 64.44% | 0% | 175 | 175 | 28.192 | 0 | 128 | 0.0054527 | 2.1337 | 0 | 37.2371 | 0 | 5.2473 | 2026-07-31 | 2026-08-01 00:30 | 2026-08-01_11 | 15 | OK | 128 | 175 | 175 | 40 | 24 | 24 | 2026-08-01 | -24.000000 MW × 156.740000 × 0.250000 h = -940.440000 EUR | 40.000000 MW × 66.224535 × 0.250000 h = 662.245345 EUR | 24.000000 MW × 7.127475 × 0.250000 h = 42.764850 EUR | 24.000000 MW × 4.209784 × 0.250000 h = 25.258704 EUR | 3.866331 MWh × 271.162121 = 1048.402632 EUR | 零下调激活电量 | -940.440000 + 662.245345 + 42.764850 + 25.258704 + 1048.402632 + 0.000000 = 838.231533 EUR
2026-08-01 03:45 | 153.21 | 66.2245 | 7.1275 | 4.2098 | 263.2379 | 0 | 未模拟 | 37.2371 | 39.4778 | -24 | 40 | 24 | 24 | 3.5645 | 0 | -919.26 | 662.2453 | 42.7649 | 25.2587 | 938.3061 | 0 | 749.315 | 749.315 | 0 | 正式执行 | 1 | 1 | 0.25 | 31.25% | 13.71% | 59.41% | 0% | 175 | 175 | 25.991 | 0 | 128 | 0.0062241 | 2.4355 | 0 | 39.4778 | 0 | 5.2473 | 2026-07-31 | 2026-08-01 00:45 | 2026-08-01_12 | 15 | OK | 128 | 175 | 175 | 40 | 24 | 24 | 2026-08-01 | -24.000000 MW × 153.210000 × 0.250000 h = -919.260000 EUR | 40.000000 MW × 66.224535 × 0.250000 h = 662.245345 EUR | 24.000000 MW × 7.127475 × 0.250000 h = 42.764850 EUR | 24.000000 MW × 4.209784 × 0.250000 h = 25.258704 EUR | 3.564480 MWh × 263.237856 = 938.306072 EUR | 零下调激活电量 | -919.260000 + 662.245345 + 42.764850 + 25.258704 + 938.306072 + 0.000000 = 749.314972 EUR
2026-08-01 04:00 | 158.42 | 66.2245 | 7.1275 | 5.0769 | 224.3041 | 0 | 未模拟 | 39.4778 | 36.8968 | 0 | 40 | 24 | 24 | 2.3745 | 0 | 0 | 662.2453 | 42.7649 | 30.4614 | 532.6082 | 0 | 1268.0798 | 1268.0798 | 0 | 正式执行 | 1 | 1 | 0.25 | 31.25% | 13.71% | 39.57% | 0% | 175 | 175 | 17.314 | 0 | 128 | 0.0071694 | 0 | 2.3745 | 36.8968 | 0 | 5.2473 | 2026-07-31 | 2026-08-01 01:00 | 2026-08-01_13 | 15 | OK | 128 | 175 | 175 | 40 | 24 | 24 | 2026-08-01 | 零头寸，无结算现金 | 40.000000 MW × 66.224535 × 0.250000 h = 662.245345 EUR | 24.000000 MW × 7.127475 × 0.250000 h = 42.764850 EUR | 24.000000 MW × 5.076897 × 0.250000 h = 30.461380 EUR | 2.374491 MWh × 224.304118 = 532.608206 EUR | 零下调激活电量 | 0.000000 + 662.245345 + 42.764850 + 30.461380 + 532.608206 + 0.000000 = 1268.079782 EUR
2026-08-01 04:15 | 154.34 | 66.2245 | 7.1275 | 5.0769 | 227.0143 | 0 | 未模拟 | 36.8968 | 40.1242 | -24 | 40 | 24 | 24 | 2.492 | 0 | -926.04 | 662.2453 | 42.7649 | 30.4614 | 565.7248 | 0 | 375.1563 | 375.1563 | 0 | 正式执行 | 1 | 1 | 0.25 | 31.25% | 13.71% | 41.53% | 0% | 175 | 175 | 18.171 | 0 | 128 | 0.0089648 | 3.508 | 0 | 40.1242 | 0 | 5.2473 | 2026-07-31 | 2026-08-01 01:15 | 2026-08-01_14 | 15 | OK | 128 | 175 | 175 | 40 | 24 | 24 | 2026-08-01 | -24.000000 MW × 154.340000 × 0.250000 h = -926.040000 EUR | 40.000000 MW × 66.224535 × 0.250000 h = 662.245345 EUR | 24.000000 MW × 7.127475 × 0.250000 h = 42.764850 EUR | 24.000000 MW × 5.076897 × 0.250000 h = 30.461380 EUR | 2.492023 MWh × 227.014274 = 565.724760 EUR | 零下调激活电量 | -926.040000 + 662.245345 + 42.764850 + 30.461380 + 565.724760 + 0.000000 = 375.156336 EUR
2026-08-01 04:30 | 156.18 | 66.2245 | 7.1275 | 5.0769 | 243.3943 | 0 | 未模拟 | 40.1242 | 37.1224 | 0 | 40 | 24 | 24 | 2.7616 | 0 | 0 | 662.2453 | 42.7649 | 30.4614 | 672.1689 | 0 | 1407.6404 | 1407.6404 | 0 | 正式执行 | 1 | 1 | 0.25 | 31.25% | 13.71% | 46.03% | 0% | 175 | 175 | 20.137 | 0 | 128 | 0.0083383 | 0 | 2.7616 | 37.1224 | 0 | 5.2473 | 2026-07-31 | 2026-08-01 01:30 | 2026-08-01_15 | 15 | OK | 128 | 175 | 175 | 40 | 24 | 24 | 2026-08-01 | 零头寸，无结算现金 | 40.000000 MW × 66.224535 × 0.250000 h = 662.245345 EUR | 24.000000 MW × 7.127475 × 0.250000 h = 42.764850 EUR | 24.000000 MW × 5.076897 × 0.250000 h = 30.461380 EUR | 2.761646 MWh × 243.394317 = 672.168873 EUR | 零下调激活电量 | 0.000000 + 662.245345 + 42.764850 + 30.461380 + 672.168873 + 0.000000 = 1407.640448 EUR
2026-08-01 04:45 | 154.47 | 66.2245 | 7.1275 | 5.0769 | 186.7107 | 0 | 未模拟 | 37.1224 | 35.8629 | 0 | 40 | 24 | 24 | 1.1587 | 0 | 0 | 662.2453 | 42.7649 | 30.4614 | 216.3454 | 0 | 951.817 | 951.817 | 0 | 正式执行 | 1 | 1 | 0.25 | 31.25% | 13.71% | 19.31% | 0% | 175 | 175 | 8.449 | 0 | 128 | 0.0034986 | 0 | 1.1587 | 35.8629 | 0 | 5.2473 | 2026-07-31 | 2026-08-01 01:45 | 2026-08-01_16 | 15 | OK | 128 | 175 | 175 | 40 | 24 | 24 | 2026-08-01 | 零头寸，无结算现金 | 40.000000 MW × 66.224535 × 0.250000 h = 662.245345 EUR | 24.000000 MW × 7.127475 × 0.250000 h = 42.764850 EUR | 24.000000 MW × 5.076897 × 0.250000 h = 30.461380 EUR | 1.158720 MWh × 186.710689 = 216.345410 EUR | 零下调激活电量 | 0.000000 + 662.245345 + 42.764850 + 30.461380 + 216.345410 + 0.000000 = 951.816986 EUR
2026-08-01 05:00 | 157.06 | 66.2245 | 7.1275 | 5.0731 | 177.2614 | 0 | 未模拟 | 35.8629 | 35.0764 | 0 | 40 | 24 | 24 | 0.72357 | 0 | 0 | 662.2453 | 42.7649 | 30.4385 | 128.2603 | 0 | 863.709 | 863.709 | 0 | 正式执行 | 1 | 1 | 0.25 | 31.25% | 13.71% | 12.06% | 0% | 175 | 175 | 5.276 | 0 | 128 | 0.0021847 | 0 | 0.72357 | 35.0764 | 0 | 5.2473 | 2026-07-31 | 2026-08-01 02:00 | 2026-08-01_17 | 15 | OK | 128 | 175 | 175 | 40 | 24 | 24 | 2026-08-01 | 零头寸，无结算现金 | 40.000000 MW × 66.224535 × 0.250000 h = 662.245345 EUR | 24.000000 MW × 7.127475 × 0.250000 h = 42.764850 EUR | 24.000000 MW × 5.073085 × 0.250000 h = 30.438511 EUR | 0.723566 MWh × 177.261449 = 128.260307 EUR | 零下调激活电量 | 0.000000 + 662.245345 + 42.764850 + 30.438511 + 128.260307 + 0.000000 = 863.709014 EUR
2026-08-01 05:15 | 161.38 | 66.2245 | 7.1275 | 5.0731 | 211.8585 | 0 | 未模拟 | 35.0764 | 33.1379 | 0 | 40 | 24 | 24 | 1.7834 | 0 | 0 | 662.2453 | 42.7649 | 30.4385 | 377.8296 | 0 | 1113.2783 | 1113.2783 | 0 | 正式执行 | 1 | 1 | 0.25 | 31.25% | 13.71% | 29.72% | 0% | 175 | 175 | 13.004 | 0 | 128 | 0.0053847 | 0 | 1.7834 | 33.1379 | 0 | 5.2473 | 2026-07-31 | 2026-08-01 02:15 | 2026-08-01_18 | 15 | OK | 128 | 175 | 175 | 40 | 24 | 24 | 2026-08-01 | 零头寸，无结算现金 | 40.000000 MW × 66.224535 × 0.250000 h = 662.245345 EUR | 24.000000 MW × 7.127475 × 0.250000 h = 42.764850 EUR | 24.000000 MW × 5.073085 × 0.250000 h = 30.438511 EUR | 1.783406 MWh × 211.858480 = 377.829623 EUR | 零下调激活电量 | 0.000000 + 662.245345 + 42.764850 + 30.438511 + 377.829623 + 0.000000 = 1113.278330 EUR
2026-08-01 05:30 | 154.83 | 66.2245 | 7.1275 | 5.0731 | 248.5234 | 0 | 未模拟 | 33.1379 | 35.8004 | -24 | 40 | 24 | 24 | 3.106 | 0 | -928.98 | 662.2453 | 42.7649 | 30.4385 | 771.9166 | 0 | 578.3853 | 578.3853 | 0 | 正式执行 | 1 | 1 | 0.25 | 31.25% | 13.71% | 51.77% | 0% | 175 | 175 | 22.648 | 0 | 128 | 0.0073957 | 2.894 | 0 | 35.8004 | 0 | 5.2473 | 2026-07-31 | 2026-08-01 02:30 | 2026-08-01_19 | 15 | OK | 128 | 175 | 175 | 40 | 24 | 24 | 2026-08-01 | -24.000000 MW × 154.830000 × 0.250000 h = -928.980000 EUR | 40.000000 MW × 66.224535 × 0.250000 h = 662.245345 EUR | 24.000000 MW × 7.127475 × 0.250000 h = 42.764850 EUR | 24.000000 MW × 5.073085 × 0.250000 h = 30.438511 EUR | 3.106011 MWh × 248.523431 = 771.916617 EUR | 零下调激活电量 | -928.980000 + 662.245345 + 42.764850 + 30.438511 + 771.916617 + 0.000000 = 578.385324 EUR
2026-08-01 05:45 | 151.91 | 66.2245 | 7.1275 | 5.0731 | 254.4042 | 0 | 未模拟 | 35.8004 | 38.1543 | -24 | 40 | 24 | 24 | 3.4415 | 0 | -911.46 | 662.2453 | 42.7649 | 30.4385 | 875.5225 | 0 | 699.5112 | 699.5112 | 0 | 正式执行 | 1 | 1 | 0.25 | 31.25% | 13.71% | 57.36% | 0% | 175 | 175 | 25.094 | 0 | 128 | 0.0065385 | 2.5585 | 0 | 38.1543 | 0 | 5.2473 | 2026-07-31 | 2026-08-01 02:45 | 2026-08-01_20 | 15 | OK | 128 | 175 | 175 | 40 | 24 | 24 | 2026-08-01 | -24.000000 MW × 151.910000 × 0.250000 h = -911.460000 EUR | 40.000000 MW × 66.224535 × 0.250000 h = 662.245345 EUR | 24.000000 MW × 7.127475 × 0.250000 h = 42.764850 EUR | 24.000000 MW × 5.073085 × 0.250000 h = 30.438511 EUR | 3.441463 MWh × 254.404170 = 875.522501 EUR | 零下调激活电量 | -911.460000 + 662.245345 + 42.764850 + 30.438511 + 875.522501 + 0.000000 = 699.511208 EUR
2026-08-01 06:00 | 154.07 | 66.2245 | 7.0627 | 2.8376 | 242.4636 | 0 | 未模拟 | 38.1543 | 40.8268 | -24 | 40 | 24 | 24 | 3.095 | 0 | -924.42 | 662.2453 | 42.3761 | 17.0259 | 750.4344 | 0 | 547.6617 | 547.6617 | 0 | 正式执行 | 1 | 1 | 0.25 | 31.25% | 13.71% | 51.58% | 0% | 175 | 175 | 22.568 | 0 | 128 | 0.0074238 | 2.905 | 0 | 40.8268 | 0 | 5.2473 | 2026-07-31 | 2026-08-01 03:00 | 2026-08-01_21 | 15 | OK | 128 | 175 | 175 | 40 | 24 | 24 | 2026-08-01 | -24.000000 MW × 154.070000 × 0.250000 h = -924.420000 EUR | 40.000000 MW × 66.224535 × 0.250000 h = 662.245345 EUR | 24.000000 MW × 7.062680 × 0.250000 h = 42.376079 EUR | 24.000000 MW × 2.837650 × 0.250000 h = 17.025899 EUR | 3.095040 MWh × 242.463553 = 750.434394 EUR | 零下调激活电量 | -924.420000 + 662.245345 + 42.376079 + 17.025899 + 750.434394 + 0.000000 = 547.661717 EUR
2026-08-01 06:15 | 163.2 | 66.2245 | 7.0627 | 2.8376 | 173.5824 | 0 | 未模拟 | 40.8268 | 40.3637 | 0 | 40 | 24 | 24 | 0.4261 | 0 | 0 | 662.2453 | 42.3761 | 17.0259 | 73.964 | 0 | 795.6113 | 795.6113 | 0 | 正式执行 | 1 | 1 | 0.25 | 31.25% | 13.71% | 7.102% | 0% | 175 | 175 | 3.107 | 0 | 128 | 0.0012865 | 0 | 0.4261 | 40.3637 | 0 | 5.2473 | 2026-07-31 | 2026-08-01 03:15 | 2026-08-01_22 | 15 | OK | 128 | 175 | 175 | 40 | 24 | 24 | 2026-08-01 | 零头寸，无结算现金 | 40.000000 MW × 66.224535 × 0.250000 h = 662.245345 EUR | 24.000000 MW × 7.062680 × 0.250000 h = 42.376079 EUR | 24.000000 MW × 2.837650 × 0.250000 h = 17.025899 EUR | 0.426103 MWh × 173.582414 = 73.963962 EUR | 零下调激活电量 | 0.000000 + 662.245345 + 42.376079 + 17.025899 + 73.963962 + 0.000000 = 795.611286 EUR
2026-08-01 06:30 | 157.71 | 66.2245 | 7.0627 | 2.8376 | 171.5019 | 0 | 未模拟 | 40.3637 | 39.7037 | 0 | 40 | 24 | 24 | 0.60713 | 0 | 0 | 662.2453 | 42.3761 | 17.0259 | 104.1242 | 0 | 825.7715 | 825.7715 | 0 | 正式执行 | 1 | 1 | 0.25 | 31.25% | 13.71% | 10.12% | 0% | 175 | 175 | 4.427 | 0 | 128 | 0.0018331 | 0 | 0.60713 | 39.7037 | 0 | 5.2473 | 2026-07-31 | 2026-08-01 03:30 | 2026-08-01_23 | 15 | OK | 128 | 175 | 175 | 40 | 24 | 24 | 2026-08-01 | 零头寸，无结算现金 | 40.000000 MW × 66.224535 × 0.250000 h = 662.245345 EUR | 24.000000 MW × 7.062680 × 0.250000 h = 42.376079 EUR | 24.000000 MW × 2.837650 × 0.250000 h = 17.025899 EUR | 0.607131 MWh × 171.501915 = 104.124203 EUR | 零下调激活电量 | 0.000000 + 662.245345 + 42.376079 + 17.025899 + 104.124203 + 0.000000 = 825.771526 EUR
2026-08-01 06:45 | 158.73 | 66.2245 | 7.0627 | 2.8376 | 170.3175 | 76.4203 | 未模拟 | 39.7037 | 39.5367 | 0 | 40 | 24 | 24 | 0.15552 | 0.0021943 | 0 | 662.2453 | 42.3761 | 17.0259 | 26.4878 | -0.16769 | 747.9674 | 747.9674 | 0 | 正式执行 | 1 | 1 | 0.25 | 31.25% | 13.71% | 2.592% | 0.03657% | 175 | 175 | 1.134 | 0.016 | 128 | 0.00047517 | 0.0021943 | 0.15552 | 39.5367 | 0 | 5.2473 | 2026-07-31 | 2026-08-01 03:45 | 2026-08-01_24 | 15 | OK | 128 | 175 | 175 | 40 | 24 | 24 | 2026-08-01 | 零头寸，无结算现金 | 40.000000 MW × 66.224535 × 0.250000 h = 662.245345 EUR | 24.000000 MW × 7.062680 × 0.250000 h = 42.376079 EUR | 24.000000 MW × 2.837650 × 0.250000 h = 17.025899 EUR | 0.155520 MWh × 170.317497 = 26.487777 EUR | −(0.002194 MWh × 76.420254) = -0.167688 EUR | 0.000000 + 662.245345 + 42.376079 + 17.025899 + 26.487777 + -0.167688 = 747.967413 EUR
2026-08-01 07:00 | 166.93 | 66.2245 | 6.6911 | 2.6071 | 227.4055 | 0 | 未模拟 | 39.5367 | 37.0005 | 0 | 40 | 24 | 24 | 2.3333 | 0 | 0 | 662.2453 | 40.1464 | 15.6423 | 530.6164 | 0 | 1248.6504 | 1248.6504 | 0 | 正式执行 | 1 | 1 | 0.25 | 31.25% | 13.71% | 38.89% | 0% | 175 | 175 | 17.014 | 0 | 128 | 0.0070451 | 0 | 2.3333 | 37.0005 | 0 | 5.2473 | 2026-07-31 | 2026-08-01 04:00 | 2026-08-01_25 | 15 | OK | 128 | 175 | 175 | 40 | 24 | 24 | 2026-08-01 | 零头寸，无结算现金 | 40.000000 MW × 66.224535 × 0.250000 h = 662.245345 EUR | 24.000000 MW × 6.691060 × 0.250000 h = 40.146361 EUR | 24.000000 MW × 2.607055 × 0.250000 h = 15.642330 EUR | 2.333349 MWh × 227.405523 = 530.616352 EUR | 零下调激活电量 | 0.000000 + 662.245345 + 40.146361 + 15.642330 + 530.616352 + 0.000000 = 1248.650388 EUR
2026-08-01 07:15 | 163.13 | 66.2245 | 6.6911 | 2.6071 | 182.1089 | 0 | 未模拟 | 37.0005 | 35.7711 | 0 | 40 | 24 | 24 | 1.131 | 0 | 0 | 662.2453 | 40.1464 | 15.6423 | 205.9683 | 0 | 924.0023 | 924.0023 | 0 | 正式执行 | 1 | 1 | 0.25 | 31.25% | 13.71% | 18.85% | 0% | 175 | 175 | 8.247 | 0 | 128 | 0.0034149 | 0 | 1.131 | 35.7711 | 0 | 5.2473 | 2026-07-31 | 2026-08-01 04:15 | 2026-08-01_26 | 15 | OK | 128 | 175 | 175 | 40 | 24 | 24 | 2026-08-01 | 零头寸，无结算现金 | 40.000000 MW × 66.224535 × 0.250000 h = 662.245345 EUR | 24.000000 MW × 6.691060 × 0.250000 h = 40.146361 EUR | 24.000000 MW × 2.607055 × 0.250000 h = 15.642330 EUR | 1.131017 MWh × 182.108894 = 205.968281 EUR | 零下调激活电量 | 0.000000 + 662.245345 + 40.146361 + 15.642330 + 205.968281 + 0.000000 = 924.002318 EUR
2026-08-01 07:30 | 152.09 | 66.2245 | 6.6911 | 2.6071 | 174.2412 | 0 | 未模拟 | 35.7711 | 35.3479 | 0 | 40 | 24 | 24 | 0.38935 | 0 | 0 | 662.2453 | 40.1464 | 15.6423 | 67.8406 | 0 | 785.8746 | 785.8746 | 0 | 正式执行 | 1 | 1 | 0.25 | 31.25% | 13.71% | 6.489% | 0% | 175 | 175 | 2.839 | 0 | 128 | 0.0011756 | 0 | 0.38935 | 35.3479 | 0 | 5.2473 | 2026-07-31 | 2026-08-01 04:30 | 2026-08-01_27 | 15 | OK | 128 | 175 | 175 | 40 | 24 | 24 | 2026-08-01 | 零头寸，无结算现金 | 40.000000 MW × 66.224535 × 0.250000 h = 662.245345 EUR | 24.000000 MW × 6.691060 × 0.250000 h = 40.146361 EUR | 24.000000 MW × 2.607055 × 0.250000 h = 15.642330 EUR | 0.389349 MWh × 174.241229 = 67.840574 EUR | 零下调激活电量 | 0.000000 + 662.245345 + 40.146361 + 15.642330 + 67.840574 + 0.000000 = 785.874610 EUR
2026-08-01 07:45 | 149.8 | 66.2245 | 6.6911 | 2.6071 | 171.404 | 76.4203 | 未模拟 | 35.3479 | 35.0466 | 0 | 40 | 24 | 24 | 0.32859 | 0.060754 | 0 | 662.2453 | 40.1464 | 15.6423 | 56.3224 | -4.6429 | 769.7135 | 769.7135 | 0 | 正式执行 | 1 | 1 | 0.25 | 31.25% | 13.71% | 5.477% | 1.013% | 175 | 175 | 2.396 | 0.443 | 128 | 0.0011474 | 0.060754 | 0.32859 | 35.0466 | 0 | 5.2473 | 2026-07-31 | 2026-08-01 04:45 | 2026-08-01_28 | 15 | OK | 128 | 175 | 175 | 40 | 24 | 24 | 2026-08-01 | 零头寸，无结算现金 | 40.000000 MW × 66.224535 × 0.250000 h = 662.245345 EUR | 24.000000 MW × 6.691060 × 0.250000 h = 40.146361 EUR | 24.000000 MW × 2.607055 × 0.250000 h = 15.642330 EUR | 0.328594 MWh × 171.403960 = 56.322362 EUR | −(0.060754 MWh × 76.420254) = -4.642858 EUR | 0.000000 + 662.245345 + 40.146361 + 15.642330 + 56.322362 + -4.642858 = 769.713540 EUR
2026-08-01 08:00 | 162.96 | 66.2245 | 6.7863 | 2.628 | 201.873 | 0 | 未模拟 | 35.0466 | 33.1254 | 0 | 40 | 24 | 24 | 1.7675 | 0 | 0 | 662.2453 | 40.7181 | 15.7681 | 356.8099 | 0 | 1075.5414 | 1075.5414 | 0 | 正式执行 | 1 | 1 | 0.25 | 31.25% | 13.71% | 29.46% | 0% | 175 | 175 | 12.888 | 0 | 91.904 | 0.0053366 | 0 | 1.7675 | 33.1254 | 0 | 5.2473 | 2026-07-31 | 2026-08-01 05:00 | 2026-08-01_29 | 15 | OK | 128 | 175 | 175 | 40 | 24 | 24 | 2026-08-01 | 零头寸，无结算现金 | 40.000000 MW × 66.224535 × 0.250000 h = 662.245345 EUR | 24.000000 MW × 6.786347 × 0.250000 h = 40.718084 EUR | 24.000000 MW × 2.628018 × 0.250000 h = 15.768109 EUR | 1.767497 MWh × 201.872963 = 356.809886 EUR | 零下调激活电量 | 0.000000 + 662.245345 + 40.718084 + 15.768109 + 356.809886 + 0.000000 = 1075.541424 EUR
2026-08-01 08:15 | 147 | 66.2245 | 6.7863 | 2.628 | 210.5633 | 0 | 未模拟 | 33.1254 | 31.9524 | -1.1947 | 40 | 24 | 24 | 1.3422 | 0 | -43.9063 | 662.2453 | 40.7181 | 15.7681 | 282.6217 | 0 | 957.447 | 957.447 | 0 | 正式执行 | 1 | 1 | 0.25 | 31.25% | 13.71% | 22.37% | 0% | 175 | 175 | 9.787 | 0 | 91.904 | 0.0044434 | 0.23187 | 1.2754 | 31.9524 | 0 | 5.2473 | 2026-07-31 | 2026-08-01 05:15 | 2026-08-01_30 | 15 | OK | 128 | 175 | 175 | 40 | 24 | 24 | 2026-08-01 | -1.194728 MW × 147.000000 × 0.250000 h = -43.906268 EUR | 40.000000 MW × 66.224535 × 0.250000 h = 662.245345 EUR | 24.000000 MW × 6.786347 × 0.250000 h = 40.718084 EUR | 24.000000 MW × 2.628018 × 0.250000 h = 15.768109 EUR | 1.342217 MWh × 210.563337 = 282.621721 EUR | 零下调激活电量 | -43.906268 + 662.245345 + 40.718084 + 15.768109 + 282.621721 + 0.000000 = 957.446992 EUR
2026-08-01 08:30 | 141.73 | 66.2245 | 6.7863 | 2.628 | 169.0931 | 0 | 未模拟 | 31.9524 | 31.7391 | 0 | 40 | 24 | 24 | 0.19625 | 0 | 0 | 662.2453 | 40.7181 | 15.7681 | 33.1848 | 0 | 751.9163 | 751.9163 | 0 | 正式执行 | 1 | 1 | 0.25 | 31.25% | 13.71% | 3.271% | 0% | 175 | 175 | 1.431 | 0 | 91.904 | 0.00059255 | 0 | 0.19625 | 31.7391 | 0 | 5.2473 | 2026-07-31 | 2026-08-01 05:30 | 2026-08-01_31 | 15 | OK | 128 | 175 | 175 | 40 | 24 | 24 | 2026-08-01 | 零头寸，无结算现金 | 40.000000 MW × 66.224535 × 0.250000 h = 662.245345 EUR | 24.000000 MW × 6.786347 × 0.250000 h = 40.718084 EUR | 24.000000 MW × 2.628018 × 0.250000 h = 15.768109 EUR | 0.196251 MWh × 169.093057 = 33.184754 EUR | 零下调激活电量 | 0.000000 + 662.245345 + 40.718084 + 15.768109 + 33.184754 + 0.000000 = 751.916292 EUR
2026-08-01 08:45 | 134 | 66.2245 | 6.7863 | 2.628 | 156.1106 | 74.0985 | 未模拟 | 31.7391 | 40.239 | -36 | 40 | 24 | 24 | 0.012069 | 0.25111 | -1206 | 662.2453 | 40.7181 | 15.7681 | 1.884 | -18.6068 | -503.9912 | -503.9912 | 0 | 正式执行 | 1 | 1 | 0.25 | 31.25% | 13.71% | 0.2011% | 4.185% | 175 | 175 | 0.088 | 1.831 | 91.904 | 0.023611 | 9.239 | 0 | 40.239 | 0 | 5.2473 | 2026-07-31 | 2026-08-01 05:45 | 2026-08-01_32 | 15 | OK | 128 | 175 | 175 | 40 | 24 | 24 | 2026-08-01 | -36.000000 MW × 134.000000 × 0.250000 h = -1206.000000 EUR | 40.000000 MW × 66.224535 × 0.250000 h = 662.245345 EUR | 24.000000 MW × 6.786347 × 0.250000 h = 40.718084 EUR | 24.000000 MW × 2.628018 × 0.250000 h = 15.768109 EUR | 0.012069 MWh × 156.110571 = 1.884032 EUR | −(0.251109 MWh × 74.098489) = -18.606766 EUR | -1206.000000 + 662.245345 + 40.718084 + 15.768109 + 1.884032 + -18.606766 = -503.991196 EUR
2026-08-01 09:00 | 160.86 | 66.2245 | 7.2056 | 2.325 | 164.5269 | 76.2297 | 未模拟 | 40.239 | 31.8481 | 29.165 | 40 | 24 | 0 | 0.42843 | 0 | 1172.8685 | 662.2453 | 43.2337 | 0 | 70.489 | 0 | 1948.8365 | 1948.8365 | 0 | 正式执行 | 1 | 1 | 0.25 | 31.25% | 13.71% | 7.141% | 0.5989% | 175 | 175 | 3.124 | 0.262 | 91.904 | 0.023308 | 0 | 7.7197 | 31.8481 | 0 | 5.2473 | 2026-07-31 | 2026-08-01 06:00 | 2026-08-01_33 | 15 | OK | 128 | 175 | 175 | 40 | 24 | 24 | 2026-08-01 | 29.164951 MW × 160.860000 × 0.250000 h = 1172.868503 EUR | 40.000000 MW × 66.224535 × 0.250000 h = 662.245345 EUR | 24.000000 MW × 7.205611 × 0.250000 h = 43.233663 EUR | 零头寸，无结算现金 | 0.428434 MWh × 164.526900 = 70.488965 EUR | 零下调激活电量 | 1172.868503 + 662.245345 + 43.233663 + 0.000000 + 70.488965 + 0.000000 = 1948.836476 EUR
2026-08-01 09:15 | 143.7 | 66.2245 | 7.2056 | 2.325 | 133.2114 | 76.2297 | 未模拟 | 31.8481 | 31.8345 | 0 | 40 | 24 | 0 | 0.01248 | 0 | 0 | 662.2453 | 43.2337 | 0 | 1.6625 | 0 | 707.1415 | 707.1415 | 0 | 正式执行 | 1 | 1 | 0.25 | 31.25% | 13.71% | 0.208% | 0.2446% | 175 | 175 | 0.091 | 0.107 | 91.904 | 3.7681e-05 | 0 | 0.01248 | 31.8345 | 0 | 5.2473 | 2026-07-31 | 2026-08-01 06:15 | 2026-08-01_34 | 15 | OK | 128 | 175 | 175 | 40 | 24 | 24 | 2026-08-01 | 零头寸，无结算现金 | 40.000000 MW × 66.224535 × 0.250000 h = 662.245345 EUR | 24.000000 MW × 7.205611 × 0.250000 h = 43.233663 EUR | 零头寸，无结算现金 | 0.012480 MWh × 133.211366 = 1.662478 EUR | 零下调激活电量 | 0.000000 + 662.245345 + 43.233663 + 0.000000 + 1.662478 + 0.000000 = 707.141486 EUR
2026-08-01 09:30 | 133.18 | 66.2245 | 7.2056 | 2.325 | 133.2114 | 76.2297 | 未模拟 | 31.8345 | 31.7391 | 0 | 40 | 24 | 0 | 0.087771 | 0 | 0 | 662.2453 | 43.2337 | 0 | 11.6922 | 0 | 717.1712 | 717.1712 | 0 | 正式执行 | 1 | 1 | 0.25 | 31.25% | 13.71% | 1.463% | 0.006857% | 175 | 175 | 0.64 | 0.003 | 91.904 | 0.00026501 | 0 | 0.087771 | 31.7391 | 0 | 5.2473 | 2026-07-31 | 2026-08-01 06:30 | 2026-08-01_35 | 15 | OK | 128 | 175 | 175 | 40 | 24 | 24 | 2026-08-01 | 零头寸，无结算现金 | 40.000000 MW × 66.224535 × 0.250000 h = 662.245345 EUR | 24.000000 MW × 7.205611 × 0.250000 h = 43.233663 EUR | 零头寸，无结算现金 | 0.087771 MWh × 133.211366 = 11.692152 EUR | 零下调激活电量 | 0.000000 + 662.245345 + 43.233663 + 0.000000 + 11.692152 + 0.000000 = 717.171160 EUR
2026-08-01 09:45 | 13.07 | 66.2245 | 7.2056 | 2.325 | 133.2114 | 69.0159 | 未模拟 | 31.7391 | 45.4374 | -60 | 40 | 24 | 0 | 0.11054 | 0 | -196.05 | 662.2453 | 43.2337 | 0 | 14.7248 | 0 | 524.1538 | 524.1538 | 0 | 正式执行 | 1 | 1 | 0.25 | 31.25% | 13.71% | 1.842% | 3.497% | 175 | 175 | 0.806 | 1.53 | 91.904 | 0.038051 | 14.8895 | 0 | 45.4374 | 0 | 5.2473 | 2026-07-31 | 2026-08-01 06:45 | 2026-08-01_36 | 15 | OK | 128 | 175 | 175 | 40 | 24 | 24 | 2026-08-01 | -60.000000 MW × 13.070000 × 0.250000 h = -196.050000 EUR | 40.000000 MW × 66.224535 × 0.250000 h = 662.245345 EUR | 24.000000 MW × 7.205611 × 0.250000 h = 43.233663 EUR | 零头寸，无结算现金 | 0.110537 MWh × 133.211366 = 14.724804 EUR | 零下调激活电量 | -196.050000 + 662.245345 + 43.233663 + 0.000000 + 14.724804 + 0.000000 = 524.153812 EUR
2026-08-01 10:00 | 145.41 | 66.2245 | 5.2656 | 3.0015 | 133.303 | 76.2297 | 未模拟 | 45.4374 | 32.8504 | 46 | 40 | 14 | 0 | 0.08008 | 0 | 1672.215 | 662.2453 | 18.4295 | 0 | 10.6749 | 0 | 2363.5647 | 2363.5647 | 0 | 正式执行 | 1 | 1 | 0.25 | 31.25% | 13.71% | 2.288% | 1.278% | 175 | 175 | 1.001 | 0.559 | 91.904 | 0.034964 | 0 | 11.5801 | 32.8504 | 0 | 5.2473 | 2026-07-31 | 2026-08-01 07:00 | 2026-08-01_37 | 15 | OK | 128 | 175 | 175 | 40 | 24 | 24 | 2026-08-01 | 46.000000 MW × 145.410000 × 0.250000 h = 1672.215000 EUR | 40.000000 MW × 66.224535 × 0.250000 h = 662.245345 EUR | 14.000000 MW × 5.265565 × 0.250000 h = 18.429478 EUR | 零头寸，无结算现金 | 0.080080 MWh × 133.303032 = 10.674907 EUR | 零下调激活电量 | 1672.215000 + 662.245345 + 18.429478 + 0.000000 + 10.674907 + 0.000000 = 2363.564730 EUR
2026-08-01 10:15 | 66.07 | 66.2245 | 5.2656 | 3.0015 | 176.6198 | 0 | 未模拟 | 32.8504 | 32.1583 | -2.736 | 40 | 14 | 0 | 1.2533 | 0 | -45.1917 | 662.2453 | 18.4295 | 0 | 221.354 | 0 | 856.8372 | 856.8372 | 0 | 正式执行 | 1 | 1 | 0.25 | 31.25% | 13.71% | 35.81% | 0% | 175 | 175 | 15.666 | 0 | 91.904 | 0.0041666 | 0.43907 | 1.0084 | 32.1583 | 0 | 5.2473 | 2026-07-31 | 2026-08-01 07:15 | 2026-08-01_38 | 15 | OK | 128 | 175 | 175 | 40 | 24 | 24 | 2026-08-01 | -2.735990 MW × 66.070000 × 0.250000 h = -45.191713 EUR | 40.000000 MW × 66.224535 × 0.250000 h = 662.245345 EUR | 14.000000 MW × 5.265565 × 0.250000 h = 18.429478 EUR | 零头寸，无结算现金 | 1.253280 MWh × 176.619785 = 221.354045 EUR | 零下调激活电量 | -45.191713 + 662.245345 + 18.429478 + 0.000000 + 221.354045 + 0.000000 = 856.837155 EUR
2026-08-01 10:30 | 13.26 | 66.2245 | 5.2656 | 3.0015 | 145.5032 | 0 | 未模拟 | 32.1583 | 45.491 | -60 | 40 | 14 | 0 | 0.50792 | 0 | -198.9 | 662.2453 | 18.4295 | 0 | 73.904 | 0 | 555.6788 | 555.6788 | 0 | 正式执行 | 1 | 1 | 0.25 | 31.25% | 13.71% | 14.51% | 0% | 175 | 175 | 6.349 | 0 | 91.904 | 0.037035 | 14.4921 | 0 | 45.491 | 0 | 5.2473 | 2026-07-31 | 2026-08-01 07:30 | 2026-08-01_39 | 15 | OK | 128 | 175 | 175 | 40 | 24 | 24 | 2026-08-01 | -60.000000 MW × 13.260000 × 0.250000 h = -198.900000 EUR | 40.000000 MW × 66.224535 × 0.250000 h = 662.245345 EUR | 14.000000 MW × 5.265565 × 0.250000 h = 18.429478 EUR | 零头寸，无结算现金 | 0.507920 MWh × 145.503211 = 73.903991 EUR | 零下调激活电量 | -198.900000 + 662.245345 + 18.429478 + 0.000000 + 73.903991 + 0.000000 = 555.678814 EUR
2026-08-01 10:45 | 14.62 | 66.2245 | 5.2656 | 3.0015 | 133.2114 | 76.2297 | 未模拟 | 45.491 | 59.2841 | -60 | 40 | 14 | 0 | 0.00752 | 0 | -219.3 | 662.2453 | 18.4295 | 0 | 1.0017 | 0 | 462.3766 | 462.3766 | 0 | 正式执行 | 1 | 1 | 0.25 | 31.25% | 13.71% | 0.2149% | 0.2834% | 175 | 175 | 0.094 | 0.124 | 91.904 | 0.038314 | 14.9925 | 0 | 59.2841 | 0 | 5.2473 | 2026-07-31 | 2026-08-01 07:45 | 2026-08-01_40 | 15 | OK | 128 | 175 | 175 | 40 | 24 | 24 | 2026-08-01 | -60.000000 MW × 14.620000 × 0.250000 h = -219.300000 EUR | 40.000000 MW × 66.224535 × 0.250000 h = 662.245345 EUR | 14.000000 MW × 5.265565 × 0.250000 h = 18.429478 EUR | 零头寸，无结算现金 | 0.007520 MWh × 133.211366 = 1.001749 EUR | 零下调激活电量 | -219.300000 + 662.245345 + 18.429478 + 0.000000 + 1.001749 + 0.000000 = 462.376573 EUR
2026-08-01 11:00 | 121.44 | 66.2245 | 5.1779 | 3.0073 | 133.3488 | 76.2297 | 未模拟 | 59.2841 | 42.9838 | 60 | 40 | 0 | 24 | 0 | 0.0037029 | 1821.6 | 662.2453 | 0 | 18.0436 | 0 | -0.28227 | 2501.6066 | 2501.6066 | 0 | 正式执行 | 1 | 1 | 0.25 | 31.25% | 13.71% | 6.88% | 0.06171% | 175 | 175 | 3.01 | 0.027 | 91.904 | 0.045279 | 0 | 14.9963 | 42.9838 | 0 | 5.2473 | 2026-07-31 | 2026-08-01 08:00 | 2026-08-01_41 | 15 | OK | 128 | 175 | 175 | 40 | 24 | 24 | 2026-08-01 | 60.000000 MW × 121.440000 × 0.250000 h = 1821.600000 EUR | 40.000000 MW × 66.224535 × 0.250000 h = 662.245345 EUR | 零头寸，无结算现金 | 24.000000 MW × 3.007261 × 0.250000 h = 18.043565 EUR | 零上调激活电量 | −(0.003703 MWh × 76.229680) = -0.282268 EUR | 1821.600000 + 662.245345 + 0.000000 + 18.043565 + 0.000000 + -0.282268 = 2501.606643 EUR
2026-08-01 11:15 | 63.62 | 66.2245 | 5.1779 | 3.0073 | 135.9352 | 0 | 未模拟 | 42.9838 | 42.9838 | 0 | 40 | 0 | 24 | 0 | 0 | 0 | 662.2453 | 0 | 18.0436 | 0 | 0 | 680.2889 | 680.2889 | 0 | 正式执行 | 1 | 1 | 0.25 | 31.25% | 13.71% | 13.44% | 0% | 175 | 175 | 5.881 | 0 | 91.904 | 0 | 0 | 0 | 42.9838 | 0 | 5.2473 | 2026-07-31 | 2026-08-01 08:15 | 2026-08-01_42 | 15 | OK | 128 | 175 | 175 | 40 | 24 | 24 | 2026-08-01 | 零头寸，无结算现金 | 40.000000 MW × 66.224535 × 0.250000 h = 662.245345 EUR | 零头寸，无结算现金 | 24.000000 MW × 3.007261 × 0.250000 h = 18.043565 EUR | 零上调激活电量 | 零下调激活电量 | 0.000000 + 662.245345 + 0.000000 + 18.043565 + 0.000000 + 0.000000 = 680.288910 EUR
2026-08-01 11:30 | 59.18 | 66.2245 | 5.1779 | 3.0073 | 133.3028 | 76.2297 | 未模拟 | 42.9838 | 51.2647 | -36 | 40 | 0 | 24 | 0 | 0.00096 | -532.62 | 662.2453 | 0 | 18.0436 | 0 | -0.07318 | 147.5957 | 147.5957 | 0 | 正式执行 | 1 | 1 | 0.25 | 31.25% | 13.71% | 6.034% | 0.016% | 175 | 175 | 2.64 | 0.007 | 91.904 | 0.023002 | 9.001 | 0 | 51.2647 | 0 | 5.2473 | 2026-07-31 | 2026-08-01 08:30 | 2026-08-01_43 | 15 | OK | 128 | 175 | 175 | 40 | 24 | 24 | 2026-08-01 | -36.000000 MW × 59.180000 × 0.250000 h = -532.620000 EUR | 40.000000 MW × 66.224535 × 0.250000 h = 662.245345 EUR | 零头寸，无结算现金 | 24.000000 MW × 3.007261 × 0.250000 h = 18.043565 EUR | 零上调激活电量 | −(0.000960 MWh × 76.229680) = -0.073180 EUR | -532.620000 + 662.245345 + 0.000000 + 18.043565 + 0.000000 + -0.073180 = 147.595730 EUR
2026-08-01 11:45 | 62.19 | 66.2245 | 5.1779 | 3.0073 | 133.3036 | 55.6639 | 未模拟 | 51.2647 | 51.6277 | 0 | 40 | 0 | 24 | 0 | 0.39456 | 0 | 662.2453 | 0 | 18.0436 | 0 | -21.9627 | 658.3262 | 658.3262 | 0 | 正式执行 | 1 | 1 | 0.25 | 31.25% | 13.71% | 4.85% | 6.576% | 175 | 175 | 2.122 | 2.877 | 91.904 | 0.0010083 | 0.39456 | 0 | 51.6277 | 0 | 5.2473 | 2026-07-31 | 2026-08-01 08:45 | 2026-08-01_44 | 15 | OK | 128 | 175 | 175 | 40 | 24 | 24 | 2026-08-01 | 零头寸，无结算现金 | 40.000000 MW × 66.224535 × 0.250000 h = 662.245345 EUR | 零头寸，无结算现金 | 24.000000 MW × 3.007261 × 0.250000 h = 18.043565 EUR | 零上调激活电量 | −(0.394560 MWh × 55.663865) = -21.962735 EUR | 0.000000 + 662.245345 + 0.000000 + 18.043565 + 0.000000 + -21.962735 = 658.326176 EUR
2026-08-01 12:00 | 90.74 | 66.2245 | 5.2275 | 6.874 | 0 | 61.8055 | 未模拟 | 51.6277 | 41.2913 | 43 | 40 | 17 | 24 | 0 | 1.2406 | 975.455 | 662.2453 | 22.2167 | 41.2441 | 0 | -76.6756 | 1624.4855 | 1624.4855 | 0 | 正式执行 | 1 | 1 | 0.25 | 31.25% | 13.71% | 0% | 20.68% | 175 | 175 | 0 | 9.046 | 91.904 | 0.028712 | 0 | 9.5094 | 41.2913 | 0 | 5.2473 | 2026-07-31 | 2026-08-01 09:00 | 2026-08-01_45 | 15 | OK | 128 | 175 | 175 | 40 | 24 | 24 | 2026-08-01 | 43.000000 MW × 90.740000 × 0.250000 h = 975.455000 EUR | 40.000000 MW × 66.224535 × 0.250000 h = 662.245345 EUR | 17.000000 MW × 5.227450 × 0.250000 h = 22.216664 EUR | 24.000000 MW × 6.874011 × 0.250000 h = 41.244068 EUR | 零上调激活电量 | −(1.240594 MWh × 61.805500) = -76.675550 EUR | 975.455000 + 662.245345 + 22.216664 + 41.244068 + 0.000000 + -76.675550 = 1624.485527 EUR
2026-08-01 12:15 | 74.41 | 66.2245 | 5.2275 | 6.874 | 0 | 52.3765 | 未模拟 | 41.2913 | 31.7391 | 43 | 40 | 17 | 24 | 0 | 1.962 | 799.9075 | 662.2453 | 22.2167 | 41.2441 | 0 | -102.7608 | 1422.8528 | 1422.8528 | 0 | 正式执行 | 1 | 1 | 0.25 | 31.25% | 13.71% | 0% | 32.7% | 175 | 175 | 0 | 14.306 | 91.904 | 0.026534 | 0 | 8.788 | 31.7391 | 0 | 5.2473 | 2026-07-31 | 2026-08-01 09:15 | 2026-08-01_46 | 15 | OK | 128 | 175 | 175 | 40 | 24 | 24 | 2026-08-01 | 43.000000 MW × 74.410000 × 0.250000 h = 799.907500 EUR | 40.000000 MW × 66.224535 × 0.250000 h = 662.245345 EUR | 17.000000 MW × 5.227450 × 0.250000 h = 22.216664 EUR | 24.000000 MW × 6.874011 × 0.250000 h = 41.244068 EUR | 零上调激活电量 | −(1.961966 MWh × 52.376460) = -102.760819 EUR | 799.907500 + 662.245345 + 22.216664 + 41.244068 + 0.000000 + -102.760819 = 1422.852758 EUR
2026-08-01 12:30 | 56.04 | 66.2245 | 5.2275 | 6.874 | 0 | 47.7 | 未模拟 | 31.7391 | 31.7391 | 10.6089 | 40 | 17 | 24 | 0 | 2.9008 | 148.6313 | 662.2453 | 22.2167 | 41.2441 | 0 | -138.3702 | 735.9671 | 735.9671 | 0 | 正式执行 | 1 | 1 | 0.25 | 31.25% | 13.71% | 0% | 48.35% | 175 | 175 | 0 | 21.152 | 91.904 | 0.0082726 | 1.6186 | 1.3699 | 31.7391 | 0 | 5.2473 | 2026-07-31 | 2026-08-01 09:30 | 2026-08-01_47 | 15 | OK | 128 | 175 | 175 | 40 | 24 | 24 | 2026-08-01 | 10.608941 MW × 56.040000 × 0.250000 h = 148.631259 EUR | 40.000000 MW × 66.224535 × 0.250000 h = 662.245345 EUR | 17.000000 MW × 5.227450 × 0.250000 h = 22.216664 EUR | 24.000000 MW × 6.874011 × 0.250000 h = 41.244068 EUR | 零上调激活电量 | −(2.900846 MWh × 47.699960) = -138.370224 EUR | 148.631259 + 662.245345 + 22.216664 + 41.244068 + 0.000000 + -138.370224 = 735.967112 EUR
2026-08-01 12:45 | 28.94 | 66.2245 | 5.2275 | 6.874 | 0 | 35.2679 | 未模拟 | 31.7391 | 37.1751 | -11.0842 | 40 | 17 | 24 | 0 | 3.1376 | -80.1945 | 662.2453 | 22.2167 | 41.2441 | 0 | -110.6548 | 534.8568 | 534.8568 | 0 | 正式执行 | 1 | 1 | 0.25 | 31.25% | 13.71% | 0% | 52.29% | 175 | 175 | 0 | 22.878 | 91.904 | 0.0151 | 5.9086 | 0 | 37.1751 | 0 | 5.2473 | 2026-07-31 | 2026-08-01 09:45 | 2026-08-01_48 | 15 | OK | 128 | 175 | 175 | 40 | 24 | 24 | 2026-08-01 | -11.084241 MW × 28.940000 × 0.250000 h = -80.194487 EUR | 40.000000 MW × 66.224535 × 0.250000 h = 662.245345 EUR | 17.000000 MW × 5.227450 × 0.250000 h = 22.216664 EUR | 24.000000 MW × 6.874011 × 0.250000 h = 41.244068 EUR | 零上调激活电量 | −(3.137554 MWh × 35.267852) = -110.654800 EUR | -80.194487 + 662.245345 + 22.216664 + 41.244068 + 0.000000 + -110.654800 = 534.856791 EUR
2026-08-01 13:00 | 35.91 | 66.2245 | 5.1627 | 6.8607 | 0 | -267.7095 | 未模拟 | 37.1751 | 31.7391 | 36 | 40 | 24 | 24 | 0 | 3.9989 | 323.19 | 662.2453 | 30.9759 | 41.164 | 0 | 1070.5565 | 2128.1318 | 2128.1318 | 0 | 正式执行 | 1 | 1 | 0.25 | 31.25% | 13.71% | 0% | 66.65% | 175 | 175 | 0 | 29.159 | 91.904 | 0.0151 | 0 | 5.0011 | 31.7391 | 0 | 5.2473 | 2026-07-31 | 2026-08-01 10:00 | 2026-08-01_49 | 15 | OK | 128 | 175 | 175 | 40 | 24 | 24 | 2026-08-01 | 36.000000 MW × 35.910000 × 0.250000 h = 323.190000 EUR | 40.000000 MW × 66.224535 × 0.250000 h = 662.245345 EUR | 24.000000 MW × 5.162655 × 0.250000 h = 30.975930 EUR | 24.000000 MW × 6.860671 × 0.250000 h = 41.164027 EUR | 零上调激活电量 | −(3.998949 MWh × -267.709489) = 1070.556477 EUR | 323.190000 + 662.245345 + 30.975930 + 41.164027 + 0.000000 + 1070.556477 = 2128.131780 EUR
2026-08-01 13:15 | 22.63 | 66.2245 | 5.1627 | 6.8607 | 0 | -462.285 | 未模拟 | 31.7391 | 44.1606 | -36 | 40 | 24 | 24 | 0 | 4.5016 | -203.67 | 662.2453 | 30.9759 | 41.164 | 0 | 2081.0115 | 2611.7268 | 2611.7268 | 0 | 正式执行 | 1 | 1 | 0.25 | 31.25% | 13.71% | 0% | 75.03% | 175 | 175 | 0 | 32.824 | 91.904 | 0.034504 | 13.5016 | 0 | 44.1606 | 0 | 5.2473 | 2026-07-31 | 2026-08-01 10:15 | 2026-08-01_50 | 15 | OK | 128 | 175 | 175 | 40 | 24 | 24 | 2026-08-01 | -36.000000 MW × 22.630000 × 0.250000 h = -203.670000 EUR | 40.000000 MW × 66.224535 × 0.250000 h = 662.245345 EUR | 24.000000 MW × 5.162655 × 0.250000 h = 30.975930 EUR | 24.000000 MW × 6.860671 × 0.250000 h = 41.164027 EUR | 零上调激活电量 | −(4.501577 MWh × -462.284985) = 2081.011520 EUR | -203.670000 + 662.245345 + 30.975930 + 41.164027 + 0.000000 + 2081.011520 = 2611.726823 EUR
2026-08-01 13:30 | 14.99 | 66.2245 | 5.1627 | 6.8607 | 0 | -6.6495 | 未模拟 | 44.1606 | 53.8557 | -36 | 40 | 24 | 24 | 0 | 1.5382 | -134.91 | 662.2453 | 30.9759 | 41.164 | 0 | 10.2282 | 609.7035 | 609.7035 | 0 | 正式执行 | 1 | 1 | 0.25 | 31.25% | 13.71% | 0% | 25.64% | 175 | 175 | 0 | 11.216 | 91.904 | 0.026931 | 10.5382 | 0 | 53.8557 | 0 | 5.2473 | 2026-07-31 | 2026-08-01 10:30 | 2026-08-01_51 | 15 | OK | 128 | 175 | 175 | 40 | 24 | 24 | 2026-08-01 | -36.000000 MW × 14.990000 × 0.250000 h = -134.910000 EUR | 40.000000 MW × 66.224535 × 0.250000 h = 662.245345 EUR | 24.000000 MW × 5.162655 × 0.250000 h = 30.975930 EUR | 24.000000 MW × 6.860671 × 0.250000 h = 41.164027 EUR | 零上调激活电量 | −(1.538194 MWh × -6.649515) = 10.228246 EUR | -134.910000 + 662.245345 + 30.975930 + 41.164027 + 0.000000 + 10.228246 = 609.703549 EUR
2026-08-01 13:45 | 13 | 66.2245 | 5.1627 | 6.8607 | 0 | -20.2468 | 未模拟 | 53.8557 | 64.5003 | -36 | 40 | 24 | 24 | 0 | 2.5702 | -117 | 662.2453 | 30.9759 | 41.164 | 0 | 52.0382 | 669.4235 | 669.4235 | 0 | 正式执行 | 1 | 1 | 0.25 | 31.25% | 13.71% | 0% | 42.84% | 175 | 175 | 0 | 18.741 | 91.904 | 0.029568 | 11.5702 | 0 | 64.5003 | 0 | 5.2473 | 2026-07-31 | 2026-08-01 10:45 | 2026-08-01_52 | 15 | OK | 128 | 175 | 175 | 40 | 24 | 24 | 2026-08-01 | -36.000000 MW × 13.000000 × 0.250000 h = -117.000000 EUR | 40.000000 MW × 66.224535 × 0.250000 h = 662.245345 EUR | 24.000000 MW × 5.162655 × 0.250000 h = 30.975930 EUR | 24.000000 MW × 6.860671 × 0.250000 h = 41.164027 EUR | 零上调激活电量 | −(2.570194 MWh × -20.246794) = 52.038193 EUR | -117.000000 + 662.245345 + 30.975930 + 41.164027 + 0.000000 + 52.038193 = 669.423496 EUR
2026-08-01 14:00 | 14.94 | 66.2245 | 5.1627 | 6.8607 | 0 | 6.8698 | 未模拟 | 64.5003 | 73.9758 | -36 | 40 | 24 | 24 | 0 | 1.2994 | -134.46 | 662.2453 | 30.9759 | 41.164 | 0 | -8.9268 | 590.9985 | 590.9985 | 0 | 正式执行 | 1 | 1 | 0.25 | 31.25% | 13.71% | 0% | 21.66% | 175 | 175 | 0 | 9.475 | 91.904 | 0.026321 | 10.2994 | 0 | 73.9758 | 0 | 5.2473 | 2026-07-31 | 2026-08-01 11:00 | 2026-08-01_53 | 15 | OK | 128 | 175 | 175 | 40 | 24 | 24 | 2026-08-01 | -36.000000 MW × 14.940000 × 0.250000 h = -134.460000 EUR | 40.000000 MW × 66.224535 × 0.250000 h = 662.245345 EUR | 24.000000 MW × 5.162655 × 0.250000 h = 30.975930 EUR | 24.000000 MW × 6.860671 × 0.250000 h = 41.164027 EUR | 零上调激活电量 | −(1.299429 MWh × 6.869819) = -8.926839 EUR | -134.460000 + 662.245345 + 30.975930 + 41.164027 + 0.000000 + -8.926839 = 590.998464 EUR
2026-08-01 14:15 | 14.93 | 66.2245 | 5.1627 | 6.8607 | 0 | -1.7112 | 未模拟 | 73.9758 | 83.0999 | -36 | 40 | 24 | 24 | 0 | 0.91749 | -134.37 | 662.2453 | 30.9759 | 41.164 | 0 | 1.57 | 601.5853 | 601.5853 | 0 | 正式执行 | 1 | 1 | 0.25 | 31.25% | 13.71% | 0% | 15.29% | 175 | 175 | 0 | 6.69 | 91.904 | 0.025345 | 9.9175 | 0 | 83.0999 | 0 | 5.2473 | 2026-07-31 | 2026-08-01 11:15 | 2026-08-01_54 | 15 | OK | 128 | 175 | 175 | 40 | 24 | 24 | 2026-08-01 | -36.000000 MW × 14.930000 × 0.250000 h = -134.370000 EUR | 40.000000 MW × 66.224535 × 0.250000 h = 662.245345 EUR | 24.000000 MW × 5.162655 × 0.250000 h = 30.975930 EUR | 24.000000 MW × 6.860671 × 0.250000 h = 41.164027 EUR | 零上调激活电量 | −(0.917486 MWh × -1.711166) = 1.569970 EUR | -134.370000 + 662.245345 + 30.975930 + 41.164027 + 0.000000 + 1.569970 = 601.585273 EUR
2026-08-01 14:30 | 15.27 | 66.2245 | 5.1627 | 6.8607 | 0 | -27.5464 | 未模拟 | 83.0999 | 93.6578 | -36 | 40 | 24 | 24 | 0 | 2.476 | -137.43 | 662.2453 | 30.9759 | 41.164 | 0 | 68.2042 | 665.1595 | 665.1595 | 0 | 正式执行 | 1 | 1 | 0.25 | 31.25% | 13.71% | 0% | 41.27% | 175 | 175 | 0 | 18.054 | 91.904 | 0.029327 | 11.476 | 0 | 93.6578 | 0 | 5.2473 | 2026-07-31 | 2026-08-01 11:30 | 2026-08-01_55 | 15 | OK | 128 | 175 | 175 | 40 | 24 | 24 | 2026-08-01 | -36.000000 MW × 15.270000 × 0.250000 h = -137.430000 EUR | 40.000000 MW × 66.224535 × 0.250000 h = 662.245345 EUR | 24.000000 MW × 5.162655 × 0.250000 h = 30.975930 EUR | 24.000000 MW × 6.860671 × 0.250000 h = 41.164027 EUR | 零上调激活电量 | −(2.475977 MWh × -27.546357) = 68.204151 EUR | -137.430000 + 662.245345 + 30.975930 + 41.164027 + 0.000000 + 68.204151 = 665.159454 EUR
2026-08-01 14:45 | 15.26 | 66.2245 | 5.1627 | 6.8607 | 0 | -12.3862 | 未模拟 | 93.6578 | 103.4841 | -36 | 40 | 24 | 24 | 0 | 1.6808 | -137.34 | 662.2453 | 30.9759 | 41.164 | 0 | 20.819 | 617.8643 | 617.8643 | 0 | 正式执行 | 1 | 1 | 0.25 | 31.25% | 13.71% | 0% | 28.01% | 175 | 175 | 0 | 12.256 | 91.904 | 0.027295 | 10.6808 | 0 | 103.4841 | 0 | 5.2473 | 2026-07-31 | 2026-08-01 11:45 | 2026-08-01_56 | 15 | OK | 128 | 175 | 175 | 40 | 24 | 24 | 2026-08-01 | -36.000000 MW × 15.260000 × 0.250000 h = -137.340000 EUR | 40.000000 MW × 66.224535 × 0.250000 h = 662.245345 EUR | 24.000000 MW × 5.162655 × 0.250000 h = 30.975930 EUR | 24.000000 MW × 6.860671 × 0.250000 h = 41.164027 EUR | 零上调激活电量 | −(1.680823 MWh × -12.386180) = 20.818974 EUR | -137.340000 + 662.245345 + 30.975930 + 41.164027 + 0.000000 + 20.818974 = 617.864277 EUR
2026-08-01 15:00 | 12.94 | 66.2245 | 5.0655 | 6.8607 | 133.2114 | 45.6764 | 未模拟 | 103.4841 | 112.1967 | -37 | 40 | 24 | 23 | 0.0071314 | 0.22737 | -119.695 | 662.2453 | 30.3928 | 39.4489 | 0.94999 | -10.3855 | 602.9564 | 602.9564 | 0 | 正式执行 | 1 | 1 | 0.25 | 31.25% | 13.71% | 0.1189% | 3.954% | 175 | 175 | 0.052 | 1.73 | 91.904 | 0.024202 | 9.4702 | 0 | 112.1967 | 0 | 5.2473 | 2026-07-31 | 2026-08-01 12:00 | 2026-08-01_57 | 15 | OK | 128 | 175 | 175 | 40 | 24 | 24 | 2026-08-01 | -37.000000 MW × 12.940000 × 0.250000 h = -119.695000 EUR | 40.000000 MW × 66.224535 × 0.250000 h = 662.245345 EUR | 24.000000 MW × 5.065462 × 0.250000 h = 30.392773 EUR | 23.000000 MW × 6.860671 × 0.250000 h = 39.448859 EUR | 0.007131 MWh × 133.211366 = 0.949987 EUR | −(0.227371 MWh × 45.676443) = -10.385518 EUR | -119.695000 + 662.245345 + 30.392773 + 39.448859 + 0.949987 + -10.385518 = 602.956447 EUR
2026-08-01 15:15 | 12.93 | 66.2245 | 5.0655 | 6.8607 | 0 | 25.6932 | 未模拟 | 112.1967 | 121.007 | -37 | 40 | 24 | 23 | 0 | 0.32634 | -119.6025 | 662.2453 | 30.3928 | 39.4489 | 0 | -8.3846 | 604.0998 | 604.0998 | 0 | 正式执行 | 1 | 1 | 0.25 | 31.25% | 13.71% | 0% | 5.675% | 175 | 175 | 0 | 2.483 | 91.904 | 0.024473 | 9.5763 | 0 | 121.007 | 0 | 5.2473 | 2026-07-31 | 2026-08-01 12:15 | 2026-08-01_58 | 15 | OK | 128 | 175 | 175 | 40 | 24 | 24 | 2026-08-01 | -37.000000 MW × 12.930000 × 0.250000 h = -119.602500 EUR | 40.000000 MW × 66.224535 × 0.250000 h = 662.245345 EUR | 24.000000 MW × 5.065462 × 0.250000 h = 30.392773 EUR | 23.000000 MW × 6.860671 × 0.250000 h = 39.448859 EUR | 零上调激活电量 | −(0.326337 MWh × 25.693214) = -8.384650 EUR | -119.602500 + 662.245345 + 30.392773 + 39.448859 + 0.000000 + -8.384650 = 604.099828 EUR
2026-08-01 15:30 | 14.92 | 66.2245 | 5.0655 | 6.8607 | 0 | -5.64 | 未模拟 | 121.007 | 130.5273 | -37 | 40 | 24 | 23 | 0 | 1.0982 | -138.01 | 662.2453 | 30.3928 | 39.4489 | 0 | 6.194 | 600.271 | 600.271 | 0 | 正式执行 | 1 | 1 | 0.25 | 31.25% | 13.71% | 0% | 19.1% | 175 | 175 | 0 | 8.356 | 91.904 | 0.026445 | 10.3482 | 0 | 130.5273 | 0 | 5.2473 | 2026-07-31 | 2026-08-01 12:30 | 2026-08-01_59 | 15 | OK | 128 | 175 | 175 | 40 | 24 | 24 | 2026-08-01 | -37.000000 MW × 14.920000 × 0.250000 h = -138.010000 EUR | 40.000000 MW × 66.224535 × 0.250000 h = 662.245345 EUR | 24.000000 MW × 5.065462 × 0.250000 h = 30.392773 EUR | 23.000000 MW × 6.860671 × 0.250000 h = 39.448859 EUR | 零上调激活电量 | −(1.098217 MWh × -5.640043) = 6.193992 EUR | -138.010000 + 662.245345 + 30.392773 + 39.448859 + 0.000000 + 6.193992 = 600.270970 EUR
2026-08-01 15:45 | 26.16 | 66.2245 | 5.0655 | 6.8607 | 133.2114 | 21.8427 | 未模拟 | 130.5273 | 130.8146 | 0 | 40 | 24 | 23 | 0.018514 | 0.33409 | 0 | 662.2453 | 30.3928 | 39.4489 | 2.4663 | -7.2974 | 727.2558 | 727.2558 | 0 | 正式执行 | 1 | 1 | 0.25 | 31.25% | 13.71% | 0.3086% | 5.81% | 175 | 175 | 0.135 | 2.542 | 91.904 | 0.00090969 | 0.33409 | 0.018514 | 130.8146 | 0 | 5.2473 | 2026-07-31 | 2026-08-01 12:45 | 2026-08-01_60 | 15 | OK | 128 | 175 | 175 | 40 | 24 | 24 | 2026-08-01 | 零头寸，无结算现金 | 40.000000 MW × 66.224535 × 0.250000 h = 662.245345 EUR | 24.000000 MW × 5.065462 × 0.250000 h = 30.392773 EUR | 23.000000 MW × 6.860671 × 0.250000 h = 39.448859 EUR | 0.018514 MWh × 133.211366 = 2.466313 EUR | −(0.334091 MWh × 21.842662) = -7.297446 EUR | 0.000000 + 662.245345 + 30.392773 + 39.448859 + 2.466313 + -7.297446 = 727.255845 EUR
2026-08-01 16:00 | 11.26 | 66.2245 | 4.9854 | 3.0073 | 133.2114 | 62.0319 | 未模拟 | 130.8146 | 144.5914 | -60 | 40 | 24 | 0 | 0.025234 | 0 | -168.9 | 662.2453 | 29.9125 | 0 | 3.3615 | 0 | 526.6194 | 526.6194 | 0 | 正式执行 | 1 | 1 | 0.25 | 31.25% | 13.71% | 0.4206% | 0.5257% | 175 | 175 | 0.184 | 0.23 | 91.904 | 0.038269 | 14.9748 | 0 | 144.5914 | 0 | 5.2473 | 2026-07-31 | 2026-08-01 13:00 | 2026-08-01_61 | 15 | OK | 128 | 175 | 175 | 40 | 24 | 24 | 2026-08-01 | -60.000000 MW × 11.260000 × 0.250000 h = -168.900000 EUR | 40.000000 MW × 66.224535 × 0.250000 h = 662.245345 EUR | 24.000000 MW × 4.985421 × 0.250000 h = 29.912526 EUR | 零头寸，无结算现金 | 0.025234 MWh × 133.211366 = 3.361494 EUR | 零下调激活电量 | -168.900000 + 662.245345 + 29.912526 + 0.000000 + 3.361494 + 0.000000 = 526.619365 EUR
2026-08-01 16:15 | 13.64 | 66.2245 | 4.9854 | 3.0073 | 137.1856 | 76.2297 | 未模拟 | 144.5914 | 158.0879 | -60 | 40 | 24 | 0 | 0.32983 | 0 | -204.6 | 662.2453 | 29.9125 | 0 | 45.2477 | 0 | 532.8056 | 532.8056 | 0 | 正式执行 | 1 | 1 | 0.25 | 31.25% | 13.71% | 5.497% | 0.2446% | 175 | 175 | 2.405 | 0.107 | 91.904 | 0.03749 | 14.6702 | 0 | 158.0879 | 0 | 5.2473 | 2026-07-31 | 2026-08-01 13:15 | 2026-08-01_62 | 15 | OK | 128 | 175 | 175 | 40 | 24 | 24 | 2026-08-01 | -60.000000 MW × 13.640000 × 0.250000 h = -204.600000 EUR | 40.000000 MW × 66.224535 × 0.250000 h = 662.245345 EUR | 24.000000 MW × 4.985421 × 0.250000 h = 29.912526 EUR | 零头寸，无结算现金 | 0.329829 MWh × 137.185600 = 45.247731 EUR | 零下调激活电量 | -204.600000 + 662.245345 + 29.912526 + 0.000000 + 45.247731 + 0.000000 = 532.805602 EUR
2026-08-01 16:30 | 23.93 | 66.2245 | 4.9854 | 3.0073 | 133.2765 | 75.0466 | 未模拟 | 158.0879 | 171.6 | -59.7949 | 40 | 24 | 0 | 0.26167 | 0 | -357.723 | 662.2453 | 29.9125 | 0 | 34.8743 | 0 | 369.3092 | 369.3092 | 0 | 正式执行 | 1 | 1 | 0.25 | 31.25% | 13.71% | 4.361% | 0.2194% | 175 | 175 | 1.908 | 0.096 | 91.904 | 0.037534 | 14.6871 | 0 | 171.6 | 0 | 5.2473 | 2026-07-31 | 2026-08-01 13:30 | 2026-08-01_63 | 15 | OK | 128 | 175 | 175 | 40 | 24 | 24 | 2026-08-01 | -59.794897 MW × 23.930000 × 0.250000 h = -357.722970 EUR | 40.000000 MW × 66.224535 × 0.250000 h = 662.245345 EUR | 24.000000 MW × 4.985421 × 0.250000 h = 29.912526 EUR | 零头寸，无结算现金 | 0.261669 MWh × 133.276542 = 34.874282 EUR | 零下调激活电量 | -357.722970 + 662.245345 + 29.912526 + 0.000000 + 34.874282 + 0.000000 = 369.309184 EUR
2026-08-01 16:45 | 62.7 | 66.2245 | 4.9854 | 3.0073 | 133.2114 | 68.8766 | 未模拟 | 171.6 | 161.9104 | 35.5984 | 40 | 24 | 0 | 0.014811 | 0 | 558.0053 | 662.2453 | 29.9125 | 0 | 1.9731 | 0 | 1252.1363 | 1252.1363 | 0 | 正式执行 | 1 | 1 | 0.25 | 31.25% | 13.71% | 0.2469% | 0.8297% | 175 | 175 | 0.108 | 0.363 | 91.904 | 0.026916 | 0 | 8.9144 | 161.9104 | 0 | 5.2473 | 2026-07-31 | 2026-08-01 13:45 | 2026-08-01_64 | 15 | OK | 128 | 175 | 175 | 40 | 24 | 24 | 2026-08-01 | 35.598427 MW × 62.700000 × 0.250000 h = 558.005347 EUR | 40.000000 MW × 66.224535 × 0.250000 h = 662.245345 EUR | 24.000000 MW × 4.985421 × 0.250000 h = 29.912526 EUR | 零头寸，无结算现金 | 0.014811 MWh × 133.211366 = 1.973051 EUR | 零下调激活电量 | 558.005347 + 662.245345 + 29.912526 + 0.000000 + 1.973051 + 0.000000 = 1252.136270 EUR
2026-08-01 17:00 | 24.29 | 66.2245 | 5.6505 | 3.0073 | 133.2114 | 55.3877 | 未模拟 | 161.9104 | 170.9969 | -39 | 40 | 24 | 21 | 0.0082286 | 0.13488 | -236.8275 | 662.2453 | 33.9032 | 15.7881 | 1.0961 | -7.4707 | 468.7346 | 468.7346 | 0 | 正式执行 | 1 | 1 | 0.25 | 31.25% | 13.71% | 0.1371% | 2.569% | 175 | 175 | 0.06 | 1.124 | 91.904 | 0.02524 | 9.8767 | 0 | 170.9969 | 0 | 5.2473 | 2026-07-31 | 2026-08-01 14:00 | 2026-08-01_65 | 15 | OK | 128 | 175 | 175 | 40 | 24 | 24 | 2026-08-01 | -39.000000 MW × 24.290000 × 0.250000 h = -236.827500 EUR | 40.000000 MW × 66.224535 × 0.250000 h = 662.245345 EUR | 24.000000 MW × 5.650525 × 0.250000 h = 33.903150 EUR | 21.000000 MW × 3.007261 × 0.250000 h = 15.788120 EUR | 0.008229 MWh × 133.211366 = 1.096139 EUR | −(0.134880 MWh × 55.387723) = -7.470696 EUR | -236.827500 + 662.245345 + 33.903150 + 15.788120 + 1.096139 + -7.470696 = 468.734558 EUR
2026-08-01 17:15 | 69.88 | 66.2245 | 5.6505 | 3.0073 | 133.2495 | -0.21764 | 未模拟 | 170.9969 | 171.5929 | -1.2399 | 40 | 24 | 21 | 0.23986 | 0.61896 | -21.6617 | 662.2453 | 33.9032 | 15.7881 | 31.9616 | 0.13471 | 722.3712 | 722.3712 | 0 | 正式执行 | 1 | 1 | 0.25 | 31.25% | 13.71% | 3.998% | 11.79% | 175 | 175 | 1.749 | 5.158 | 91.904 | 0.0030291 | 0.91655 | 0.22747 | 171.5929 | 0 | 5.2473 | 2026-07-31 | 2026-08-01 14:15 | 2026-08-01_66 | 15 | OK | 128 | 175 | 175 | 40 | 24 | 24 | 2026-08-01 | -1.239936 MW × 69.880000 × 0.250000 h = -21.661686 EUR | 40.000000 MW × 66.224535 × 0.250000 h = 662.245345 EUR | 24.000000 MW × 5.650525 × 0.250000 h = 33.903150 EUR | 21.000000 MW × 3.007261 × 0.250000 h = 15.788120 EUR | 0.239863 MWh × 133.249481 = 31.961601 EUR | −(0.618960 MWh × -0.217636) = 0.134708 EUR | -21.661686 + 662.245345 + 33.903150 + 15.788120 + 31.961601 + 0.134708 = 722.371238 EUR
2026-08-01 17:30 | 131.37 | 66.2245 | 5.6505 | 3.0073 | 159.0549 | 73.5508 | 未模拟 | 171.5929 | 170.5566 | -4.4415 | 40 | 24 | 21 | 1.9541 | 0.00636 | -145.8705 | 662.2453 | 33.9032 | 15.7881 | 310.817 | -0.46778 | 876.4153 | 876.4153 | 0 | 正式执行 | 1 | 1 | 0.25 | 31.25% | 13.71% | 32.57% | 0.1211% | 175 | 175 | 14.249 | 0.053 | 91.904 | 0.006738 | 0.7551 | 1.5925 | 170.5566 | 0 | 5.2473 | 2026-07-31 | 2026-08-01 14:30 | 2026-08-01_67 | 15 | OK | 128 | 175 | 175 | 40 | 24 | 24 | 2026-08-01 | -4.441515 MW × 131.370000 × 0.250000 h = -145.870471 EUR | 40.000000 MW × 66.224535 × 0.250000 h = 662.245345 EUR | 24.000000 MW × 5.650525 × 0.250000 h = 33.903150 EUR | 21.000000 MW × 3.007261 × 0.250000 h = 15.788120 EUR | 1.954149 MWh × 159.054943 = 310.816989 EUR | −(0.006360 MWh × 73.550778) = -0.467783 EUR | -145.870471 + 662.245345 + 33.903150 + 15.788120 + 310.816989 + -0.467783 = 876.415350 EUR
2026-08-01 17:45 | 153.39 | 66.2245 | 5.6505 | 3.0073 | 186.6486 | 0 | 未模拟 | 170.5566 | 158.7975 | 36 | 40 | 24 | 21 | 1.8184 | 0 | 1380.51 | 662.2453 | 33.9032 | 15.7881 | 339.3975 | 0 | 2431.8441 | 2431.8441 | 0 | 正式执行 | 1 | 1 | 0.25 | 31.25% | 13.71% | 30.31% | 0% | 175 | 175 | 13.259 | 0 | 91.904 | 0.032664 | 0 | 10.8184 | 158.7975 | 0 | 5.2473 | 2026-07-31 | 2026-08-01 14:45 | 2026-08-01_68 | 15 | OK | 128 | 175 | 175 | 40 | 24 | 24 | 2026-08-01 | 36.000000 MW × 153.390000 × 0.250000 h = 1380.510000 EUR | 40.000000 MW × 66.224535 × 0.250000 h = 662.245345 EUR | 24.000000 MW × 5.650525 × 0.250000 h = 33.903150 EUR | 21.000000 MW × 3.007261 × 0.250000 h = 15.788120 EUR | 1.818377 MWh × 186.648562 = 339.397479 EUR | 零下调激活电量 | 1380.510000 + 662.245345 + 33.903150 + 15.788120 + 339.397479 + 0.000000 = 2431.844094 EUR
2026-08-01 18:00 | 105.85 | 66.2245 | 7.1275 | 2.5937 | 208.1714 | 9.0506 | 未模拟 | 158.7975 | 169.2936 | -36 | 40 | 24 | 24 | 0.14167 | 2.5504 | -952.65 | 662.2453 | 42.7649 | 15.5623 | 29.4914 | -23.083 | -225.6691 | -225.6691 | 0 | 正式执行 | 1 | 1 | 0.25 | 31.25% | 13.71% | 2.361% | 42.51% | 175 | 175 | 1.033 | 18.597 | 128 | 0.029156 | 11.4088 | 0 | 169.2936 | 0 | 5.2473 | 2026-07-31 | 2026-08-01 15:00 | 2026-08-01_69 | 15 | OK | 128 | 175 | 175 | 40 | 24 | 24 | 2026-08-01 | -36.000000 MW × 105.850000 × 0.250000 h = -952.650000 EUR | 40.000000 MW × 66.224535 × 0.250000 h = 662.245345 EUR | 24.000000 MW × 7.127475 × 0.250000 h = 42.764850 EUR | 24.000000 MW × 2.593715 × 0.250000 h = 15.562289 EUR | 0.141669 MWh × 208.171441 = 29.491351 EUR | −(2.550446 MWh × 9.050559) = -23.082960 EUR | -952.650000 + 662.245345 + 42.764850 + 15.562289 + 29.491351 + -23.082960 = -225.669125 EUR
2026-08-01 18:15 | 130.5 | 66.2245 | 7.1275 | 2.5937 | 0 | 50.1908 | 未模拟 | 169.2936 | 170.2786 | 0 | 40 | 24 | 24 | 0 | 1.0707 | 0 | 662.2453 | 42.7649 | 15.5623 | 0 | -53.738 | 666.8345 | 666.8345 | 0 | 正式执行 | 1 | 1 | 0.25 | 31.25% | 13.71% | 0% | 17.84% | 175 | 175 | 0 | 7.807 | 128 | 0.0027362 | 1.0707 | 0 | 170.2786 | 0 | 5.2473 | 2026-07-31 | 2026-08-01 15:15 | 2026-08-01_70 | 15 | OK | 128 | 175 | 175 | 40 | 24 | 24 | 2026-08-01 | 零头寸，无结算现金 | 40.000000 MW × 66.224535 × 0.250000 h = 662.245345 EUR | 24.000000 MW × 7.127475 × 0.250000 h = 42.764850 EUR | 24.000000 MW × 2.593715 × 0.250000 h = 15.562289 EUR | 零上调激活电量 | −(1.070674 MWh × 50.190765) = -53.737961 EUR | 0.000000 + 662.245345 + 42.764850 + 15.562289 + 0.000000 + -53.737961 = 666.834524 EUR
2026-08-01 18:30 | 166.54 | 66.2245 | 7.1275 | 2.5937 | 0 | 41.1017 | 未模拟 | 170.2786 | 171.5148 | 0.41434 | 40 | 24 | 24 | 0 | 1.4615 | 17.251 | 662.2453 | 42.7649 | 15.5623 | 0 | -60.0714 | 677.752 | 677.752 | 0 | 正式执行 | 1 | 1 | 0.25 | 31.25% | 13.71% | 0% | 24.36% | 175 | 175 | 0 | 10.657 | 128 | 0.0039071 | 1.4363 | 0.078352 | 171.5148 | 0 | 5.2473 | 2026-07-31 | 2026-08-01 15:30 | 2026-08-01_71 | 15 | OK | 128 | 175 | 175 | 40 | 24 | 24 | 2026-08-01 | 0.414338 MW × 166.540000 × 0.250000 h = 17.250953 EUR | 40.000000 MW × 66.224535 × 0.250000 h = 662.245345 EUR | 24.000000 MW × 7.127475 × 0.250000 h = 42.764850 EUR | 24.000000 MW × 2.593715 × 0.250000 h = 15.562289 EUR | 零上调激活电量 | −(1.461531 MWh × 41.101709) = -60.071440 EUR | 17.250953 + 662.245345 + 42.764850 + 15.562289 + 0.000000 + -60.071440 = 677.751998 EUR
2026-08-01 18:45 | 179.42 | 66.2245 | 7.1275 | 2.5937 | 205.5829 | 67.4814 | 未模拟 | 171.5148 | 171.1072 | 0 | 40 | 24 | 24 | 0.45339 | 0.092571 | 0 | 662.2453 | 42.7649 | 15.5623 | 93.2101 | -6.2468 | 807.5357 | 807.5357 | 0 | 正式执行 | 1 | 1 | 0.25 | 31.25% | 13.71% | 7.557% | 1.543% | 175 | 175 | 3.306 | 0.675 | 128 | 0.0016055 | 0.092571 | 0.45339 | 171.1072 | 0 | 5.2473 | 2026-07-31 | 2026-08-01 15:45 | 2026-08-01_72 | 15 | OK | 128 | 175 | 175 | 40 | 24 | 24 | 2026-08-01 | 零头寸，无结算现金 | 40.000000 MW × 66.224535 × 0.250000 h = 662.245345 EUR | 24.000000 MW × 7.127475 × 0.250000 h = 42.764850 EUR | 24.000000 MW × 2.593715 × 0.250000 h = 15.562289 EUR | 0.453394 MWh × 205.582871 = 93.210099 EUR | −(0.092571 MWh × 67.481371) = -6.246847 EUR | 0.000000 + 662.245345 + 42.764850 + 15.562289 + 93.210099 + -6.246847 = 807.535737 EUR
2026-08-01 19:00 | 187.32 | 66.2245 | 7.1027 | 2.5937 | 0 | 11.2837 | 未模拟 | 171.1072 | 166.7301 | 24 | 40 | 0 | 24 | 0 | 1.9731 | 1123.92 | 662.2453 | 0 | 15.5623 | 0 | -22.2636 | 1779.464 | 1779.464 | 0 | 正式执行 | 1 | 1 | 0.25 | 31.25% | 13.71% | 0% | 32.88% | 175 | 175 | 0 | 14.387 | 131.968 | 0.012159 | 0 | 4.0269 | 166.7301 | 0 | 5.2473 | 2026-07-31 | 2026-08-01 16:00 | 2026-08-01_73 | 15 | OK | 128 | 175 | 175 | 40 | 24 | 24 | 2026-08-01 | 24.000000 MW × 187.320000 × 0.250000 h = 1123.920000 EUR | 40.000000 MW × 66.224535 × 0.250000 h = 662.245345 EUR | 零头寸，无结算现金 | 24.000000 MW × 2.593715 × 0.250000 h = 15.562289 EUR | 零上调激活电量 | −(1.973074 MWh × 11.283708) = -22.263594 EUR | 1123.920000 + 662.245345 + 0.000000 + 15.562289 + 0.000000 + -22.263594 = 1779.464041 EUR
2026-08-01 19:15 | 194.64 | 66.2245 | 7.1027 | 2.5937 | 189.8327 | 48.855 | 未模拟 | 166.7301 | 151.3303 | 60 | 40 | 0 | 24 | 0 | 0.83218 | 2919.6 | 662.2453 | 0 | 15.5623 | 0 | -40.6563 | 3556.7513 | 3556.7513 | 0 | 正式执行 | 1 | 1 | 0.25 | 31.25% | 13.71% | 0.9669% | 13.87% | 175 | 175 | 0.423 | 6.068 | 131.968 | 0.042777 | 0 | 14.1678 | 151.3303 | 0 | 5.2473 | 2026-07-31 | 2026-08-01 16:15 | 2026-08-01_74 | 15 | OK | 128 | 175 | 175 | 40 | 24 | 24 | 2026-08-01 | 60.000000 MW × 194.640000 × 0.250000 h = 2919.600000 EUR | 40.000000 MW × 66.224535 × 0.250000 h = 662.245345 EUR | 零头寸，无结算现金 | 24.000000 MW × 2.593715 × 0.250000 h = 15.562289 EUR | 零上调激活电量 | −(0.832183 MWh × 48.855030) = -40.656319 EUR | 2919.600000 + 662.245345 + 0.000000 + 15.562289 + 0.000000 + -40.656319 = 3556.751316 EUR
2026-08-01 19:30 | 192.96 | 66.2245 | 7.1027 | 2.5937 | 222.2615 | 76.4203 | 未模拟 | 151.3303 | 151.3304 | 0 | 40 | 0 | 24 | 0 | 0.00013714 | 0 | 662.2453 | 0 | 15.5623 | 0 | -0.01048 | 677.7972 | 677.7972 | 0 | 正式执行 | 1 | 1 | 0.25 | 31.25% | 13.71% | 3.906% | 0.002286% | 175 | 175 | 1.709 | 0.001 | 131.968 | 3.5048e-07 | 0.00013714 | 0 | 151.3304 | 0 | 5.2473 | 2026-07-31 | 2026-08-01 16:30 | 2026-08-01_75 | 15 | OK | 128 | 175 | 175 | 40 | 24 | 24 | 2026-08-01 | 零头寸，无结算现金 | 40.000000 MW × 66.224535 × 0.250000 h = 662.245345 EUR | 零头寸，无结算现金 | 24.000000 MW × 2.593715 × 0.250000 h = 15.562289 EUR | 零上调激活电量 | −(0.000137 MWh × 76.420254) = -0.010480 EUR | 0.000000 + 662.245345 + 0.000000 + 15.562289 + 0.000000 + -0.010480 = 677.797154 EUR
2026-08-01 19:45 | 235.85 | 66.2245 | 7.1027 | 2.5937 | 229.3261 | 0 | 未模拟 | 151.3304 | 135.0261 | 60 | 40 | 0 | 24 | 0 | 0 | 3537.75 | 662.2453 | 0 | 15.5623 | 0 | 0 | 4215.5576 | 4215.5576 | 0 | 正式执行 | 1 | 1 | 0.25 | 31.25% | 13.71% | 14.49% | 0% | 175 | 175 | 6.341 | 0 | 131.968 | 0.04529 | 0 | 15 | 135.0261 | 0 | 5.2473 | 2026-07-31 | 2026-08-01 16:45 | 2026-08-01_76 | 15 | OK | 128 | 175 | 175 | 40 | 24 | 24 | 2026-08-01 | 60.000000 MW × 235.850000 × 0.250000 h = 3537.750000 EUR | 40.000000 MW × 66.224535 × 0.250000 h = 662.245345 EUR | 零头寸，无结算现金 | 24.000000 MW × 2.593715 × 0.250000 h = 15.562289 EUR | 零上调激活电量 | 零下调激活电量 | 3537.750000 + 662.245345 + 0.000000 + 15.562289 + 0.000000 + 0.000000 = 4215.557634 EUR
2026-08-01 20:00 | 185.76 | 66.2245 | 3.9144 | 2.5937 | 228.2269 | 0 | 未模拟 | 135.0261 | 135.0261 | 0 | 40 | 0 | 24 | 0 | 0 | 0 | 662.2453 | 0 | 15.5623 | 0 | 0 | 677.8076 | 677.8076 | 0 | 正式执行 | 1 | 1 | 0.25 | 31.25% | 13.71% | 16.17% | 0% | 175 | 175 | 7.076 | 0 | 131.968 | 0 | 0 | 0 | 135.0261 | 0 | 5.2473 | 2026-07-31 | 2026-08-01 17:00 | 2026-08-01_77 | 15 | OK | 128 | 175 | 175 | 40 | 24 | 24 | 2026-08-01 | 零头寸，无结算现金 | 40.000000 MW × 66.224535 × 0.250000 h = 662.245345 EUR | 零头寸，无结算现金 | 24.000000 MW × 2.593715 × 0.250000 h = 15.562289 EUR | 零上调激活电量 | 零下调激活电量 | 0.000000 + 662.245345 + 0.000000 + 15.562289 + 0.000000 + 0.000000 = 677.807634 EUR
2026-08-01 20:15 | 189.7 | 66.2245 | 3.9144 | 2.5937 | 198.8421 | 0 | 未模拟 | 135.0261 | 135.0261 | 0 | 40 | 0 | 24 | 0 | 0 | 0 | 662.2453 | 0 | 15.5623 | 0 | 0 | 677.8076 | 677.8076 | 0 | 正式执行 | 1 | 1 | 0.25 | 31.25% | 13.71% | 13.76% | 0% | 175 | 175 | 6.022 | 0 | 131.968 | 0 | 0 | 0 | 135.0261 | 0 | 5.2473 | 2026-07-31 | 2026-08-01 17:15 | 2026-08-01_78 | 15 | OK | 128 | 175 | 175 | 40 | 24 | 24 | 2026-08-01 | 零头寸，无结算现金 | 40.000000 MW × 66.224535 × 0.250000 h = 662.245345 EUR | 零头寸，无结算现金 | 24.000000 MW × 2.593715 × 0.250000 h = 15.562289 EUR | 零上调激活电量 | 零下调激活电量 | 0.000000 + 662.245345 + 0.000000 + 15.562289 + 0.000000 + 0.000000 = 677.807634 EUR
2026-08-01 20:30 | 208.82 | 66.2245 | 3.9144 | 2.5937 | 168.0701 | 76.4203 | 未模拟 | 135.0261 | 118.722 | 60 | 40 | 0 | 24 | 0 | 0.00027429 | 3132.3 | 662.2453 | 0 | 15.5623 | 0 | -0.020961 | 3810.0867 | 3810.0867 | 0 | 正式执行 | 1 | 1 | 0.25 | 31.25% | 13.71% | 2.437% | 0.004571% | 175 | 175 | 1.066 | 0.002 | 131.968 | 0.045289 | 0 | 14.9997 | 118.722 | 0 | 5.2473 | 2026-07-31 | 2026-08-01 17:30 | 2026-08-01_79 | 15 | OK | 128 | 175 | 175 | 40 | 24 | 24 | 2026-08-01 | 60.000000 MW × 208.820000 × 0.250000 h = 3132.300000 EUR | 40.000000 MW × 66.224535 × 0.250000 h = 662.245345 EUR | 零头寸，无结算现金 | 24.000000 MW × 2.593715 × 0.250000 h = 15.562289 EUR | 零上调激活电量 | −(0.000274 MWh × 76.420254) = -0.020961 EUR | 3132.300000 + 662.245345 + 0.000000 + 15.562289 + 0.000000 + -0.020961 = 3810.086673 EUR
2026-08-01 20:45 | 208.3 | 66.2245 | 3.9144 | 2.5937 | 168.2238 | 76.4203 | 未模拟 | 118.722 | 102.4293 | 60 | 40 | 0 | 24 | 0 | 0.010697 | 3124.5 | 662.2453 | 0 | 15.5623 | 0 | -0.81748 | 3801.4902 | 3801.4902 | 0 | 正式执行 | 1 | 1 | 0.25 | 31.25% | 13.71% | 0.96% | 0.1783% | 175 | 175 | 0.42 | 0.078 | 131.968 | 0.045258 | 0 | 14.9893 | 102.4293 | 0 | 5.2473 | 2026-07-31 | 2026-08-01 17:45 | 2026-08-01_80 | 15 | OK | 128 | 175 | 175 | 40 | 24 | 24 | 2026-08-01 | 60.000000 MW × 208.300000 × 0.250000 h = 3124.500000 EUR | 40.000000 MW × 66.224535 × 0.250000 h = 662.245345 EUR | 零头寸，无结算现金 | 24.000000 MW × 2.593715 × 0.250000 h = 15.562289 EUR | 零上调激活电量 | −(0.010697 MWh × 76.420254) = -0.817478 EUR | 3124.500000 + 662.245345 + 0.000000 + 15.562289 + 0.000000 + -0.817478 = 3801.490156 EUR
2026-08-01 21:00 | 194.29 | 66.2245 | 7.0246 | 2.5937 | 173.2039 | 0 | 未模拟 | 102.4293 | 95.7488 | 22.2548 | 40 | 24 | 24 | 0.58231 | 0 | 1080.9732 | 662.2453 | 42.1474 | 15.5623 | 100.8581 | 0 | 1901.7864 | 1901.7864 | 0 | 正式执行 | 1 | 1 | 0.25 | 31.25% | 13.71% | 9.705% | 0% | 175 | 175 | 4.246 | 0 | 131.968 | 0.018557 | 0 | 6.146 | 95.7488 | 0 | 5.2473 | 2026-07-31 | 2026-08-01 18:00 | 2026-08-01_81 | 15 | OK | 128 | 175 | 175 | 40 | 24 | 24 | 2026-08-01 | 22.254840 MW × 194.290000 × 0.250000 h = 1080.973221 EUR | 40.000000 MW × 66.224535 × 0.250000 h = 662.245345 EUR | 24.000000 MW × 7.024565 × 0.250000 h = 42.147390 EUR | 24.000000 MW × 2.593715 × 0.250000 h = 15.562289 EUR | 0.582309 MWh × 173.203933 = 100.858135 EUR | 零下调激活电量 | 1080.973221 + 662.245345 + 42.147390 + 15.562289 + 100.858135 + 0.000000 = 1901.786380 EUR
2026-08-01 21:15 | 201.16 | 66.2245 | 7.0246 | 2.5937 | 191.7272 | 76.4203 | 未模拟 | 95.7488 | 85.6583 | 36 | 40 | 24 | 24 | 0.28841 | 0.0050743 | 1810.44 | 662.2453 | 42.1474 | 15.5623 | 55.2963 | -0.38778 | 2585.3036 | 2585.3036 | 0 | 正式执行 | 1 | 1 | 0.25 | 31.25% | 13.71% | 4.807% | 0.08457% | 175 | 175 | 2.103 | 0.037 | 131.968 | 0.028029 | 0 | 9.2833 | 85.6583 | 0 | 5.2473 | 2026-07-31 | 2026-08-01 18:15 | 2026-08-01_82 | 15 | OK | 128 | 175 | 175 | 40 | 24 | 24 | 2026-08-01 | 36.000000 MW × 201.160000 × 0.250000 h = 1810.440000 EUR | 40.000000 MW × 66.224535 × 0.250000 h = 662.245345 EUR | 24.000000 MW × 7.024565 × 0.250000 h = 42.147390 EUR | 24.000000 MW × 2.593715 × 0.250000 h = 15.562289 EUR | 0.288411 MWh × 191.727174 = 55.296308 EUR | −(0.005074 MWh × 76.420254) = -0.387778 EUR | 1810.440000 + 662.245345 + 42.147390 + 15.562289 + 55.296308 + -0.387778 = 2585.303554 EUR
2026-08-01 21:30 | 199.86 | 66.2245 | 7.0246 | 2.5937 | 199.688 | 76.4203 | 未模拟 | 85.6583 | 75.5088 | 36 | 40 | 24 | 24 | 0.33847 | 0.00096 | 1798.74 | 662.2453 | 42.1474 | 15.5623 | 67.5881 | -0.073363 | 2586.2098 | 2586.2098 | 0 | 正式执行 | 1 | 1 | 0.25 | 31.25% | 13.71% | 5.641% | 0.016% | 175 | 175 | 2.468 | 0.007 | 131.968 | 0.028193 | 0 | 9.3375 | 75.5088 | 0 | 5.2473 | 2026-07-31 | 2026-08-01 18:30 | 2026-08-01_83 | 15 | OK | 128 | 175 | 175 | 40 | 24 | 24 | 2026-08-01 | 36.000000 MW × 199.860000 × 0.250000 h = 1798.740000 EUR | 40.000000 MW × 66.224535 × 0.250000 h = 662.245345 EUR | 24.000000 MW × 7.024565 × 0.250000 h = 42.147390 EUR | 24.000000 MW × 2.593715 × 0.250000 h = 15.562289 EUR | 0.338469 MWh × 199.688030 = 67.588122 EUR | −(0.000960 MWh × 76.420254) = -0.073363 EUR | 1798.740000 + 662.245345 + 42.147390 + 15.562289 + 67.588122 + -0.073363 = 2586.209783 EUR
2026-08-01 21:45 | 199.8 | 66.2245 | 7.0246 | 2.5937 | 161.718 | 76.4203 | 未模拟 | 75.5088 | 65.7183 | 36 | 40 | 24 | 24 | 0.017417 | 0.010149 | 1798.2 | 662.2453 | 42.1474 | 15.5623 | 2.8167 | -0.77556 | 2520.1961 | 2520.1961 | 0 | 正式执行 | 1 | 1 | 0.25 | 31.25% | 13.71% | 0.2903% | 0.1691% | 175 | 175 | 0.127 | 0.074 | 131.968 | 0.027196 | 0 | 9.0073 | 65.7183 | 0 | 5.2473 | 2026-07-31 | 2026-08-01 18:45 | 2026-08-01_84 | 15 | OK | 128 | 175 | 175 | 40 | 24 | 24 | 2026-08-01 | 36.000000 MW × 199.800000 × 0.250000 h = 1798.200000 EUR | 40.000000 MW × 66.224535 × 0.250000 h = 662.245345 EUR | 24.000000 MW × 7.024565 × 0.250000 h = 42.147390 EUR | 24.000000 MW × 2.593715 × 0.250000 h = 15.562289 EUR | 0.017417 MWh × 161.718026 = 2.816666 EUR | −(0.010149 MWh × 76.420254) = -0.775556 EUR | 1798.200000 + 662.245345 + 42.147390 + 15.562289 + 2.816666 + -0.775556 = 2520.196134 EUR
2026-08-01 22:00 | 205.01 | 66.2245 | 3.9144 | 2.5937 | 196.3055 | 0 | 未模拟 | 65.7183 | 49.4139 | 60 | 40 | 0 | 24 | 0 | 0 | 3075.15 | 662.2453 | 0 | 15.5623 | 0 | 0 | 3752.9576 | 3752.9576 | 0 | 正式执行 | 1 | 1 | 0.25 | 31.25% | 13.71% | 10.23% | 0% | 175 | 175 | 4.475 | 0 | 131.968 | 0.04529 | 0 | 15 | 49.4139 | 0 | 5.2473 | 2026-07-31 | 2026-08-01 19:00 | 2026-08-01_85 | 15 | OK | 128 | 175 | 175 | 40 | 24 | 24 | 2026-08-01 | 60.000000 MW × 205.010000 × 0.250000 h = 3075.150000 EUR | 40.000000 MW × 66.224535 × 0.250000 h = 662.245345 EUR | 零头寸，无结算现金 | 24.000000 MW × 2.593715 × 0.250000 h = 15.562289 EUR | 零上调激活电量 | 零下调激活电量 | 3075.150000 + 662.245345 + 0.000000 + 15.562289 + 0.000000 + 0.000000 = 3752.957634 EUR
2026-08-01 22:15 | 201.51 | 66.2245 | 3.9144 | 2.5937 | 168.9945 | 72.4054 | 未模拟 | 49.4139 | 33.196 | 60 | 40 | 0 | 24 | 0 | 0.079543 | 3022.65 | 662.2453 | 0 | 15.5623 | 0 | -5.7593 | 3694.6983 | 3694.6983 | 0 | 正式执行 | 1 | 1 | 0.25 | 31.25% | 13.71% | 1.703% | 1.326% | 175 | 175 | 0.745 | 0.58 | 131.968 | 0.04505 | 0 | 14.9205 | 33.196 | 0 | 5.2473 | 2026-07-31 | 2026-08-01 19:15 | 2026-08-01_86 | 15 | OK | 128 | 175 | 175 | 40 | 24 | 24 | 2026-08-01 | 60.000000 MW × 201.510000 × 0.250000 h = 3022.650000 EUR | 40.000000 MW × 66.224535 × 0.250000 h = 662.245345 EUR | 零头寸，无结算现金 | 24.000000 MW × 2.593715 × 0.250000 h = 15.562289 EUR | 零上调激活电量 | −(0.079543 MWh × 72.405428) = -5.759335 EUR | 3022.650000 + 662.245345 + 0.000000 + 15.562289 + 0.000000 + -5.759335 = 3694.698300 EUR
2026-08-01 22:30 | 182.41 | 66.2245 | 3.9144 | 2.5937 | 166.2165 | 76.9199 | 未模拟 | 33.196 | 33.2894 | 0 | 40 | 0 | 24 | 0 | 0.10149 | 0 | 662.2453 | 0 | 15.5623 | 0 | -7.8063 | 670.0014 | 670.0014 | 0 | 正式执行 | 1 | 1 | 0.25 | 31.25% | 13.71% | 0.6583% | 1.691% | 175 | 175 | 0.288 | 0.74 | 131.968 | 0.00025935 | 0.10149 | 0 | 33.2894 | 0 | 5.2473 | 2026-07-31 | 2026-08-01 19:30 | 2026-08-01_87 | 15 | OK | 128 | 175 | 175 | 40 | 24 | 24 | 2026-08-01 | 零头寸，无结算现金 | 40.000000 MW × 66.224535 × 0.250000 h = 662.245345 EUR | 零头寸，无结算现金 | 24.000000 MW × 2.593715 × 0.250000 h = 15.562289 EUR | 零上调激活电量 | −(0.101486 MWh × 76.919940) = -7.806275 EUR | 0.000000 + 662.245345 + 0.000000 + 15.562289 + 0.000000 + -7.806275 = 670.001359 EUR
2026-08-01 22:45 | 173.85 | 66.2245 | 3.9144 | 2.5937 | 164.9923 | 70.1446 | 未模拟 | 33.2894 | 33.5756 | 0 | 40 | 0 | 24 | 0 | 0.31104 | 0 | 662.2453 | 0 | 15.5623 | 0 | -21.8178 | 655.9898 | 655.9898 | 0 | 正式执行 | 1 | 1 | 0.25 | 31.25% | 13.71% | 0.64% | 5.184% | 175 | 175 | 0.28 | 2.268 | 131.968 | 0.00079488 | 0.31104 | 0 | 33.5756 | 0 | 5.2473 | 2026-07-31 | 2026-08-01 19:45 | 2026-08-01_88 | 15 | OK | 128 | 175 | 175 | 40 | 24 | 24 | 2026-08-01 | 零头寸，无结算现金 | 40.000000 MW × 66.224535 × 0.250000 h = 662.245345 EUR | 零头寸，无结算现金 | 24.000000 MW × 2.593715 × 0.250000 h = 15.562289 EUR | 零上调激活电量 | −(0.311040 MWh × 70.144646) = -21.817791 EUR | 0.000000 + 662.245345 + 0.000000 + 15.562289 + 0.000000 + -21.817791 = 655.989844 EUR
2026-08-01 23:00 | 190.2 | 66.2245 | 7.1275 | 2.5937 | 168.4975 | 74.3255 | 未模拟 | 33.5756 | 33.5137 | 0 | 40 | 24 | 24 | 0.12878 | 0.084891 | 0 | 662.2453 | 42.7649 | 15.5623 | 21.6986 | -6.3096 | 735.9615 | 735.9615 | 0 | 正式执行 | 1 | 1 | 0.25 | 31.25% | 13.71% | 2.146% | 1.415% | 175 | 175 | 0.939 | 0.619 | 131.968 | 0.00060576 | 0.084891 | 0.12878 | 33.5137 | 0 | 5.2473 | 2026-07-31 | 2026-08-01 20:00 | 2026-08-01_89 | 15 | OK | 128 | 175 | 175 | 40 | 24 | 24 | 2026-08-01 | 零头寸，无结算现金 | 40.000000 MW × 66.224535 × 0.250000 h = 662.245345 EUR | 24.000000 MW × 7.127475 × 0.250000 h = 42.764850 EUR | 24.000000 MW × 2.593715 × 0.250000 h = 15.562289 EUR | 0.128777 MWh × 168.497513 = 21.698628 EUR | −(0.084891 MWh × 74.325463) = -6.309595 EUR | 0.000000 + 662.245345 + 42.764850 + 15.562289 + 21.698628 + -6.309595 = 735.961518 EUR
2026-08-01 23:15 | 179.69 | 66.2245 | 7.1275 | 2.5937 | 206.4252 | 0 | 未模拟 | 33.5137 | 32.8456 | 0 | 40 | 24 | 24 | 0.61467 | 0 | 0 | 662.2453 | 42.7649 | 15.5623 | 126.8843 | 0 | 847.4568 | 847.4568 | 0 | 正式执行 | 1 | 1 | 0.25 | 31.25% | 13.71% | 10.24% | 0% | 175 | 175 | 4.482 | 0 | 131.968 | 0.0018559 | 0 | 0.61467 | 32.8456 | 0 | 5.2473 | 2026-07-31 | 2026-08-01 20:15 | 2026-08-01_90 | 15 | OK | 128 | 175 | 175 | 40 | 24 | 24 | 2026-08-01 | 零头寸，无结算现金 | 40.000000 MW × 66.224535 × 0.250000 h = 662.245345 EUR | 24.000000 MW × 7.127475 × 0.250000 h = 42.764850 EUR | 24.000000 MW × 2.593715 × 0.250000 h = 15.562289 EUR | 0.614674 MWh × 206.425209 = 126.884268 EUR | 零下调激活电量 | 0.000000 + 662.245345 + 42.764850 + 15.562289 + 126.884268 + 0.000000 = 847.456753 EUR
2026-08-01 23:30 | 175.2 | 66.2245 | 7.1275 | 2.5937 | 211.4798 | 0 | 未模拟 | 32.8456 | 32.0424 | 0 | 40 | 24 | 24 | 0.73893 | 0 | 0 | 662.2453 | 42.7649 | 15.5623 | 156.2679 | 0 | 876.8404 | 876.8404 | 0 | 正式执行 | 1 | 1 | 0.25 | 31.25% | 13.71% | 12.32% | 0% | 175 | 175 | 5.388 | 0 | 131.968 | 0.0022311 | 0 | 0.73893 | 32.0424 | 0 | 5.2473 | 2026-07-31 | 2026-08-01 20:30 | 2026-08-01_91 | 15 | OK | 128 | 175 | 175 | 40 | 24 | 24 | 2026-08-01 | 零头寸，无结算现金 | 40.000000 MW × 66.224535 × 0.250000 h = 662.245345 EUR | 24.000000 MW × 7.127475 × 0.250000 h = 42.764850 EUR | 24.000000 MW × 2.593715 × 0.250000 h = 15.562289 EUR | 0.738926 MWh × 211.479809 = 156.267869 EUR | 零下调激活电量 | 0.000000 + 662.245345 + 42.764850 + 15.562289 + 156.267869 + 0.000000 = 876.840354 EUR
2026-08-01 23:45 | 169.1 | 66.2245 | 7.1275 | 2.5937 | 198.7775 | 77.1826 | 未模拟 | 32.0424 | 31.7391 | 0 | 40 | 24 | 24 | 0.29362 | 0.01728 | 0 | 662.2453 | 42.7649 | 15.5623 | 58.3656 | -1.3337 | 777.6044 | 777.6044 | 0 | 正式执行 | 1 | 1 | 0.25 | 31.25% | 13.71% | 4.894% | 0.288% | 175 | 175 | 2.141 | 0.126 | 131.968 | 0.0009307 | 0.01728 | 0.29362 | 31.7391 | 0 | 5.2473 | 2026-07-31 | 2026-08-01 20:45 | 2026-08-01_92 | 15 | OK | 128 | 175 | 175 | 40 | 24 | 24 | 2026-08-01 | 零头寸，无结算现金 | 40.000000 MW × 66.224535 × 0.250000 h = 662.245345 EUR | 24.000000 MW × 7.127475 × 0.250000 h = 42.764850 EUR | 24.000000 MW × 2.593715 × 0.250000 h = 15.562289 EUR | 0.293623 MWh × 198.777467 = 58.365608 EUR | −(0.017280 MWh × 77.182551) = -1.333714 EUR | 0.000000 + 662.245345 + 42.764850 + 15.562289 + 58.365608 + -1.333714 = 777.604378 EUR
当日现金及电量合计 | [13 empty] | 72.0376 | 40.5952 | 18846.7455 | 63575.5531 | 2990.1873 | 1894.1284 | 17712.6246 | 2519.1835 | 107538.4225 | 107538.4225
承接前日末SOC MWh | 31.7391
当日期末SOC MWh | 31.7391
两天正式现金合计 EUR | 208618.5523
容量现金=中标预留MW×价格×时长；月份额只限制MW，不再次乘现金。
FCR对称容量只计一次；激活电量已为MWh，不再乘0.25小时。
逐行现金公式在Q—W，含取值的过程在BE—BK；显示精度不改变底层数值。

## 8月2日审计
2026-08-02 MILP审计
100MW/200MWh，月度份额版。订单由8月1日冻结，8月2日正式执行。
A列为15分钟，B—H价格，I—P状态与选择，Q—W现金，BE—BK为带取值的计算过程。
时间 Bucharest | DA价格 EUR/MWh | FCR容量价 EUR/(MW·h) | aFRR上容量价 EUR/(MW·h) | aFRR下容量价 EUR/(MW·h) | aFRR上激活价 EUR/MWh | aFRR下激活价 EUR/MWh | FCR激活 未纳入模型 | 起SOC MWh | 末SOC MWh | DA净申报 MW | FCR中标预留 MW | aFRR上中标 MW | aFRR下中标 MW | 上调激活 MWh | 下调激活 MWh | DA现金 EUR | FCR容量现金 EUR | aFRR上容量现金 EUR | aFRR下容量现金 EUR | aFRR上激活现金 EUR | aFRR下激活现金 EUR | 总现金 EUR | 原账本总现金 EUR | 现金差异 EUR | 执行或计划 | aFRR小时有效 1/0 | FCR小时有效 1/0 | 时长h | FCR月份额 | aFRR月份额 | 有效α上 | 有效α下 | 系统上采购 MW | 系统下采购 MW | 系统上激活 MWh | 系统下激活 MWh | 系统FCR采购 MW | EFC复算 | AC充电 MWh | AC放电 MWh | 相位复算末SOC MWh | SOC差异 MWh | 汇率 RON/EUR | 汇率来源日 | UTC起点 | DA原生订单ID | DA原生分钟 | aFRR门禁原因 | FCR需求 MW | aFRR上需求 MW | aFRR下需求 MW | FCR最终容量上限 MW | aFRR上最终上限 MW | aFRR下最终上限 MW | 求解窗口起日 | DA现金计算过程 | FCR容量现金计算过程 | aFRR上容量现金计算过程 | aFRR下容量现金计算过程 | aFRR上激活现金计算过程 | aFRR下激活现金计算过程 | 总现金计算过程
2026-08-02 | 172.11 | 66.2245 | 7.1275 | 2.7062 | 184.1103 | 77.1826 | 未模拟 | 31.7391 | 35.7281 | -18.458 | 40 | 24 | 24 | 0.31392 | 0.048411 | -794.2028 | 662.2453 | 42.7649 | 16.2369 | 57.7959 | -3.7365 | -18.8963 | -18.8963 | 0 | 正式执行 | 1 | 1 | 0.25 | 31.25% | 13.71% | 5.232% | 0.8069% | 175 | 175 | 2.289 | 0.353 | 131.968 | 0.011518 | 4.4215 | 0.072489 | 35.7281 | 0 | 5.2473 | 2026-07-31 | 2026-08-01 21:00 | 2026-08-01_93 | 15 | OK | 128 | 175 | 175 | 40 | 24 | 24 | 2026-08-02 | -18.458027 MW × 172.110000 × 0.250000 h = -794.202771 EUR | 40.000000 MW × 66.224535 × 0.250000 h = 662.245345 EUR | 24.000000 MW × 7.127475 × 0.250000 h = 42.764850 EUR | 24.000000 MW × 2.706154 × 0.250000 h = 16.236922 EUR | 0.313920 MWh × 184.110304 = 57.795907 EUR | −(0.048411 MWh × 77.182551) = -3.736518 EUR | -794.202771 + 662.245345 + 42.764850 + 16.236922 + 57.795907 + -3.736518 = -18.896264 EUR
2026-08-02 00:15 | 171.94 | 66.2245 | 7.1275 | 2.7062 | 0 | 70.3167 | 未模拟 | 35.7281 | 36.4367 | 0 | 40 | 24 | 24 | 0 | 0.77019 | 0 | 662.2453 | 42.7649 | 16.2369 | 0 | -54.1575 | 667.0896 | 667.0896 | 0 | 正式执行 | 1 | 1 | 0.25 | 31.25% | 13.71% | 0% | 12.84% | 175 | 175 | 0 | 5.616 | 131.968 | 0.0019683 | 0.77019 | 0 | 36.4367 | 0 | 5.2473 | 2026-07-31 | 2026-08-01 21:15 | 2026-08-01_94 | 15 | OK | 128 | 175 | 175 | 40 | 24 | 24 | 2026-08-02 | 零头寸，无结算现金 | 40.000000 MW × 66.224535 × 0.250000 h = 662.245345 EUR | 24.000000 MW × 7.127475 × 0.250000 h = 42.764850 EUR | 24.000000 MW × 2.706154 × 0.250000 h = 16.236922 EUR | 零上调激活电量 | −(0.770194 MWh × 70.316734) = -54.157547 EUR | 0.000000 + 662.245345 + 42.764850 + 16.236922 + 0.000000 + -54.157547 = 667.089571 EUR
2026-08-02 00:30 | 171.23 | 66.2245 | 7.1275 | 2.7062 | 176.4248 | 70.1256 | 未模拟 | 36.4367 | 36.4632 | 0 | 40 | 24 | 24 | 0.11945 | 0.16992 | 0 | 662.2453 | 42.7649 | 16.2369 | 21.0742 | -11.9157 | 730.4056 | 730.4056 | 0 | 正式执行 | 1 | 1 | 0.25 | 31.25% | 13.71% | 1.991% | 2.832% | 175 | 175 | 0.871 | 1.239 | 131.968 | 0.0007949 | 0.16992 | 0.11945 | 36.4632 | 0 | 5.2473 | 2026-07-31 | 2026-08-01 21:30 | 2026-08-01_95 | 15 | OK | 128 | 175 | 175 | 40 | 24 | 24 | 2026-08-02 | 零头寸，无结算现金 | 40.000000 MW × 66.224535 × 0.250000 h = 662.245345 EUR | 24.000000 MW × 7.127475 × 0.250000 h = 42.764850 EUR | 24.000000 MW × 2.706154 × 0.250000 h = 16.236922 EUR | 0.119451 MWh × 176.424828 = 21.074198 EUR | −(0.169920 MWh × 70.125588) = -11.915740 EUR | 0.000000 + 662.245345 + 42.764850 + 16.236922 + 21.074198 + -11.915740 = 730.405575 EUR
2026-08-02 00:45 | 164.72 | 66.2245 | 7.1275 | 2.7062 | 157.4648 | 76.9855 | 未模拟 | 36.4632 | 36.5687 | 0 | 40 | 24 | 24 | 0.02016 | 0.13851 | 0 | 662.2453 | 42.7649 | 16.2369 | 3.1745 | -10.6636 | 713.758 | 713.758 | 0 | 正式执行 | 1 | 1 | 0.25 | 31.25% | 13.71% | 0.336% | 2.309% | 175 | 175 | 0.147 | 1.01 | 131.968 | 0.00041485 | 0.13851 | 0.02016 | 36.5687 | 0 | 5.2473 | 2026-07-31 | 2026-08-01 21:45 | 2026-08-01_96 | 15 | OK | 128 | 175 | 175 | 40 | 24 | 24 | 2026-08-02 | 零头寸，无结算现金 | 40.000000 MW × 66.224535 × 0.250000 h = 662.245345 EUR | 24.000000 MW × 7.127475 × 0.250000 h = 42.764850 EUR | 24.000000 MW × 2.706154 × 0.250000 h = 16.236922 EUR | 0.020160 MWh × 157.464791 = 3.174490 EUR | −(0.138514 MWh × 76.985497) = -10.663591 EUR | 0.000000 + 662.245345 + 42.764850 + 16.236922 + 3.174490 + -10.663591 = 713.758017 EUR
2026-08-02 01:00 | 189.01 | 66.2245 | 7.1275 | 2.7062 | 0 | 76.83 | 未模拟 | 36.5687 | 31.7391 | 21.1501 | 40 | 24 | 24 | 0 | 0.86002 | 999.3969 | 662.2453 | 42.7649 | 16.2369 | 0 | -66.0755 | 1654.5684 | 1654.5684 | 0 | 正式执行 | 1 | 1 | 0.25 | 31.25% | 13.71% | 0% | 14.33% | 175 | 175 | 0 | 6.271 | 128 | 0.013937 | 0.10212 | 4.5296 | 31.7391 | 0 | 5.2473 | 2026-07-31 | 2026-08-01 22:00 | 2026-08-02_1 | 15 | OK | 128 | 175 | 175 | 40 | 24 | 24 | 2026-08-02 | 21.150138 MW × 189.010000 × 0.250000 h = 999.396879 EUR | 40.000000 MW × 66.224535 × 0.250000 h = 662.245345 EUR | 24.000000 MW × 7.127475 × 0.250000 h = 42.764850 EUR | 24.000000 MW × 2.706154 × 0.250000 h = 16.236922 EUR | 零上调激活电量 | −(0.860023 MWh × 76.829989) = -66.075546 EUR | 999.396879 + 662.245345 + 42.764850 + 16.236922 + 0.000000 + -66.075546 = 1654.568450 EUR
2026-08-02 01:15 | 171.26 | 66.2245 | 7.1275 | 2.7062 | 152.4594 | 77.0337 | 未模拟 | 31.7391 | 31.8917 | 0 | 40 | 24 | 24 | 0.00054857 | 0.16649 | 0 | 662.2453 | 42.7649 | 16.2369 | 0.083635 | -12.8255 | 708.5053 | 708.5053 | 0 | 正式执行 | 1 | 1 | 0.25 | 31.25% | 13.71% | 0.009143% | 2.775% | 175 | 175 | 0.004 | 1.214 | 128 | 0.00042713 | 0.16649 | 0.00054857 | 31.8917 | 0 | 5.2473 | 2026-07-31 | 2026-08-01 22:15 | 2026-08-02_2 | 15 | OK | 128 | 175 | 175 | 40 | 24 | 24 | 2026-08-02 | 零头寸，无结算现金 | 40.000000 MW × 66.224535 × 0.250000 h = 662.245345 EUR | 24.000000 MW × 7.127475 × 0.250000 h = 42.764850 EUR | 24.000000 MW × 2.706154 × 0.250000 h = 16.236922 EUR | 0.000549 MWh × 152.459360 = 0.083635 EUR | −(0.166491 MWh × 77.033713) = -12.825453 EUR | 0.000000 + 662.245345 + 42.764850 + 16.236922 + 0.083635 + -12.825453 = 708.505300 EUR
2026-08-02 01:30 | 161.1 | 66.2245 | 7.1275 | 2.7062 | 152.4594 | 77.1826 | 未模拟 | 31.8917 | 32.0587 | 0 | 40 | 24 | 24 | 0.01248 | 0.19625 | 0 | 662.2453 | 42.7649 | 16.2369 | 1.9027 | -15.1472 | 708.0026 | 708.0026 | 0 | 正式执行 | 1 | 1 | 0.25 | 31.25% | 13.71% | 0.208% | 3.271% | 175 | 175 | 0.091 | 1.431 | 128 | 0.00053921 | 0.19625 | 0.01248 | 32.0587 | 0 | 5.2473 | 2026-07-31 | 2026-08-01 22:30 | 2026-08-02_3 | 15 | OK | 128 | 175 | 175 | 40 | 24 | 24 | 2026-08-02 | 零头寸，无结算现金 | 40.000000 MW × 66.224535 × 0.250000 h = 662.245345 EUR | 24.000000 MW × 7.127475 × 0.250000 h = 42.764850 EUR | 24.000000 MW × 2.706154 × 0.250000 h = 16.236922 EUR | 0.012480 MWh × 152.459360 = 1.902693 EUR | −(0.196251 MWh × 77.182551) = -15.147186 EUR | 0.000000 + 662.245345 + 42.764850 + 16.236922 + 1.902693 + -15.147186 = 708.002624 EUR
2026-08-02 01:45 | 160.43 | 66.2245 | 7.1275 | 2.7062 | 165.0062 | 77.1826 | 未模拟 | 32.0587 | 32.0858 | 0 | 40 | 24 | 24 | 0.02784 | 0.0624 | 0 | 662.2453 | 42.7649 | 16.2369 | 4.5938 | -4.8162 | 721.0247 | 721.0247 | 0 | 正式执行 | 1 | 1 | 0.25 | 31.25% | 13.71% | 0.464% | 1.04% | 175 | 175 | 0.203 | 0.455 | 128 | 0.00024352 | 0.0624 | 0.02784 | 32.0858 | 0 | 5.2473 | 2026-07-31 | 2026-08-01 22:45 | 2026-08-02_4 | 15 | OK | 128 | 175 | 175 | 40 | 24 | 24 | 2026-08-02 | 零头寸，无结算现金 | 40.000000 MW × 66.224535 × 0.250000 h = 662.245345 EUR | 24.000000 MW × 7.127475 × 0.250000 h = 42.764850 EUR | 24.000000 MW × 2.706154 × 0.250000 h = 16.236922 EUR | 0.027840 MWh × 165.006194 = 4.593772 EUR | −(0.062400 MWh × 77.182551) = -4.816191 EUR | 0.000000 + 662.245345 + 42.764850 + 16.236922 + 4.593772 + -4.816191 = 721.024699 EUR
2026-08-02 02:00 | 160.86 | 66.2245 | 7.1275 | 2.7062 | 178.9172 | 0 | 未模拟 | 32.0858 | 31.8014 | -0.18025 | 40 | 24 | 24 | 0.30021 | 0 | -7.2487 | 662.2453 | 42.7649 | 16.2369 | 53.712 | 0 | 767.7104 | 767.7104 | 0 | 正式执行 | 1 | 1 | 0.25 | 31.25% | 13.71% | 5.003% | 0% | 175 | 175 | 2.189 | 0 | 128 | 0.001009 | 0.042807 | 0.29795 | 31.8014 | 0 | 5.2473 | 2026-07-31 | 2026-08-01 23:00 | 2026-08-02_5 | 15 | OK | 128 | 175 | 175 | 40 | 24 | 24 | 2026-08-02 | -0.180248 MW × 160.860000 × 0.250000 h = -7.248674 EUR | 40.000000 MW × 66.224535 × 0.250000 h = 662.245345 EUR | 24.000000 MW × 7.127475 × 0.250000 h = 42.764850 EUR | 24.000000 MW × 2.706154 × 0.250000 h = 16.236922 EUR | 0.300206 MWh × 178.917157 = 53.711953 EUR | 零下调激活电量 | -7.248674 + 662.245345 + 42.764850 + 16.236922 + 53.711953 + 0.000000 = 767.710397 EUR
2026-08-02 02:15 | 156.81 | 66.2245 | 7.1275 | 2.7062 | 171.4133 | 76.9457 | 未模拟 | 31.8014 | 33.2756 | -7.3703 | 40 | 24 | 24 | 0.37714 | 0.18446 | -288.9355 | 662.2453 | 42.7649 | 16.2369 | 64.6473 | -14.1932 | 482.7658 | 482.7658 | 0 | 正式执行 | 1 | 1 | 0.25 | 31.25% | 13.71% | 6.286% | 3.074% | 175 | 175 | 2.75 | 1.345 | 128 | 0.0056733 | 1.9112 | 0.26132 | 33.2756 | 0 | 5.2473 | 2026-07-31 | 2026-08-01 23:15 | 2026-08-02_6 | 15 | OK | 128 | 175 | 175 | 40 | 24 | 24 | 2026-08-02 | -7.370332 MW × 156.810000 × 0.250000 h = -288.935452 EUR | 40.000000 MW × 66.224535 × 0.250000 h = 662.245345 EUR | 24.000000 MW × 7.127475 × 0.250000 h = 42.764850 EUR | 24.000000 MW × 2.706154 × 0.250000 h = 16.236922 EUR | 0.377143 MWh × 171.413298 = 64.647301 EUR | −(0.184457 MWh × 76.945667) = -14.193178 EUR | -288.935452 + 662.245345 + 42.764850 + 16.236922 + 64.647301 + -14.193178 = 482.765788 EUR
2026-08-02 02:30 | 162.01 | 66.2245 | 7.1275 | 2.7062 | 171.257 | 77.1826 | 未模拟 | 33.2756 | 32.6532 | 0 | 40 | 24 | 24 | 0.57463 | 0.0023314 | 0 | 662.2453 | 42.7649 | 16.2369 | 98.4092 | -0.17995 | 819.4764 | 819.4764 | 0 | 正式执行 | 1 | 1 | 0.25 | 31.25% | 13.71% | 9.577% | 0.03886% | 175 | 175 | 4.19 | 0.017 | 128 | 0.0017409 | 0.0023314 | 0.57463 | 32.6532 | 0 | 5.2473 | 2026-07-31 | 2026-08-01 23:30 | 2026-08-02_7 | 15 | OK | 128 | 175 | 175 | 40 | 24 | 24 | 2026-08-02 | 零头寸，无结算现金 | 40.000000 MW × 66.224535 × 0.250000 h = 662.245345 EUR | 24.000000 MW × 7.127475 × 0.250000 h = 42.764850 EUR | 24.000000 MW × 2.706154 × 0.250000 h = 16.236922 EUR | 0.574629 MWh × 171.257027 = 98.409181 EUR | −(0.002331 MWh × 77.182551) = -0.179946 EUR | 0.000000 + 662.245345 + 42.764850 + 16.236922 + 98.409181 + -0.179946 = 819.476353 EUR
2026-08-02 02:45 | 160.5 | 66.2245 | 7.1275 | 2.7062 | 161.2334 | 0 | 未模拟 | 32.6532 | 32.6041 | 0 | 40 | 24 | 24 | 0.04512 | 0 | 0 | 662.2453 | 42.7649 | 16.2369 | 7.2749 | 0 | 728.522 | 728.522 | 0 | 正式执行 | 1 | 1 | 0.25 | 31.25% | 13.71% | 0.752% | 0% | 175 | 175 | 0.329 | 0 | 128 | 0.00013623 | 0 | 0.04512 | 32.6041 | 0 | 5.2473 | 2026-07-31 | 2026-08-01 23:45 | 2026-08-02_8 | 15 | OK | 128 | 175 | 175 | 40 | 24 | 24 | 2026-08-02 | 零头寸，无结算现金 | 40.000000 MW × 66.224535 × 0.250000 h = 662.245345 EUR | 24.000000 MW × 7.127475 × 0.250000 h = 42.764850 EUR | 24.000000 MW × 2.706154 × 0.250000 h = 16.236922 EUR | 0.045120 MWh × 161.233396 = 7.274851 EUR | 零下调激活电量 | 0.000000 + 662.245345 + 42.764850 + 16.236922 + 7.274851 + 0.000000 = 728.521968 EUR
2026-08-02 03:00 | 159.1 | 66.2245 | 7.1275 | 4.2098 | 168.1516 | 0 | 未模拟 | 32.6041 | 32.4455 | 0 | 40 | 24 | 24 | 0.14592 | 0 | 0 | 662.2453 | 42.7649 | 25.2587 | 24.5367 | 0 | 754.8056 | 754.8056 | 0 | 正式执行 | 1 | 1 | 0.25 | 31.25% | 13.71% | 2.432% | 0% | 175 | 175 | 1.064 | 0 | 128 | 0.00044058 | 0 | 0.14592 | 32.4455 | 0 | 5.2473 | 2026-07-31 | 2026-08-02 | 2026-08-02_9 | 15 | OK | 128 | 175 | 175 | 40 | 24 | 24 | 2026-08-02 | 零头寸，无结算现金 | 40.000000 MW × 66.224535 × 0.250000 h = 662.245345 EUR | 24.000000 MW × 7.127475 × 0.250000 h = 42.764850 EUR | 24.000000 MW × 4.209784 × 0.250000 h = 25.258704 EUR | 0.145920 MWh × 168.151621 = 24.536685 EUR | 零下调激活电量 | 0.000000 + 662.245345 + 42.764850 + 25.258704 + 24.536685 + 0.000000 = 754.805585 EUR
2026-08-02 03:15 | 156.86 | 66.2245 | 7.1275 | 4.2098 | 176.554 | 0 | 未模拟 | 32.4455 | 32.6474 | -4.5588 | 40 | 24 | 24 | 0.80229 | 0 | -178.7728 | 662.2453 | 42.7649 | 25.2587 | 141.6468 | 0 | 693.1429 | 693.1429 | 0 | 正式执行 | 1 | 1 | 0.25 | 31.25% | 13.71% | 13.37% | 0% | 175 | 175 | 5.85 | 0 | 128 | 0.0044853 | 0.9873 | 0.64989 | 32.6474 | 0 | 5.2473 | 2026-07-31 | 2026-08-02 00:15 | 2026-08-02_10 | 15 | OK | 128 | 175 | 175 | 40 | 24 | 24 | 2026-08-02 | -4.558785 MW × 156.860000 × 0.250000 h = -178.772767 EUR | 40.000000 MW × 66.224535 × 0.250000 h = 662.245345 EUR | 24.000000 MW × 7.127475 × 0.250000 h = 42.764850 EUR | 24.000000 MW × 4.209784 × 0.250000 h = 25.258704 EUR | 0.802286 MWh × 176.554037 = 141.646782 EUR | 零下调激活电量 | -178.772767 + 662.245345 + 42.764850 + 25.258704 + 141.646782 + 0.000000 = 693.142915 EUR
2026-08-02 03:30 | 157.31 | 66.2245 | 7.1275 | 4.2098 | 173.5898 | 0 | 未模拟 | 32.6474 | 32.4131 | -3.5011 | 40 | 24 | 24 | 0.97838 | 0 | -137.6889 | 662.2453 | 42.7649 | 25.2587 | 169.8363 | 0 | 762.4164 | 762.4164 | 0 | 正式执行 | 1 | 1 | 0.25 | 31.25% | 13.71% | 16.31% | 0% | 175 | 175 | 7.134 | 0 | 128 | 0.0043952 | 0.73255 | 0.83565 | 32.4131 | 0 | 5.2473 | 2026-07-31 | 2026-08-02 00:30 | 2026-08-02_11 | 15 | OK | 128 | 175 | 175 | 40 | 24 | 24 | 2026-08-02 | -3.501084 MW × 157.310000 × 0.250000 h = -137.688870 EUR | 40.000000 MW × 66.224535 × 0.250000 h = 662.245345 EUR | 24.000000 MW × 7.127475 × 0.250000 h = 42.764850 EUR | 24.000000 MW × 4.209784 × 0.250000 h = 25.258704 EUR | 0.978377 MWh × 173.589846 = 169.836338 EUR | 零下调激活电量 | -137.688870 + 662.245345 + 42.764850 + 25.258704 + 169.836338 + 0.000000 = 762.416368 EUR
2026-08-02 03:45 | 154.8 | 66.2245 | 7.1275 | 4.2098 | 185.3584 | 0 | 未模拟 | 32.4131 | 34.1585 | -13.9783 | 40 | 24 | 24 | 1.4848 | 0 | -540.9606 | 662.2453 | 42.7649 | 25.2587 | 275.2286 | 0 | 464.5368 | 464.5368 | 0 | 正式执行 | 1 | 1 | 0.25 | 31.25% | 13.71% | 24.75% | 0% | 175 | 175 | 10.827 | 0 | 128 | 0.0085926 | 2.6298 | 0.62003 | 34.1585 | 0 | 5.2473 | 2026-07-31 | 2026-08-02 00:45 | 2026-08-02_12 | 15 | OK | 128 | 175 | 175 | 40 | 24 | 24 | 2026-08-02 | -13.978311 MW × 154.800000 × 0.250000 h = -540.960643 EUR | 40.000000 MW × 66.224535 × 0.250000 h = 662.245345 EUR | 24.000000 MW × 7.127475 × 0.250000 h = 42.764850 EUR | 24.000000 MW × 4.209784 × 0.250000 h = 25.258704 EUR | 1.484846 MWh × 185.358375 = 275.228588 EUR | 零下调激活电量 | -540.960643 + 662.245345 + 42.764850 + 25.258704 + 275.228588 + 0.000000 = 464.536845 EUR
2026-08-02 04:00 | 157.48 | 66.2245 | 7.1275 | 5.0769 | 217.7878 | 0 | 未模拟 | 34.1585 | 31.7391 | 0 | 40 | 24 | 24 | 2.2258 | 0 | 0 | 662.2453 | 42.7649 | 30.4614 | 484.7583 | 0 | 1220.2299 | 1220.2299 | 0 | 正式执行 | 1 | 1 | 0.25 | 31.25% | 13.71% | 37.1% | 0% | 175 | 175 | 16.23 | 0 | 128 | 0.0067205 | 0 | 2.2258 | 31.7391 | 0 | 5.2473 | 2026-07-31 | 2026-08-02 01:00 | 2026-08-02_13 | 15 | OK | 128 | 175 | 175 | 40 | 24 | 24 | 2026-08-02 | 零头寸，无结算现金 | 40.000000 MW × 66.224535 × 0.250000 h = 662.245345 EUR | 24.000000 MW × 7.127475 × 0.250000 h = 42.764850 EUR | 24.000000 MW × 5.076897 × 0.250000 h = 30.461380 EUR | 2.225829 MWh × 217.787815 = 484.758340 EUR | 零下调激活电量 | 0.000000 + 662.245345 + 42.764850 + 30.461380 + 484.758340 + 0.000000 = 1220.229916 EUR
2026-08-02 04:15 | 154.01 | 66.2245 | 7.1275 | 5.0769 | 211.2767 | 0 | 未模拟 | 31.7391 | 35.0697 | -24 | 40 | 24 | 24 | 2.3798 | 0 | -924.06 | 662.2453 | 42.7649 | 30.4614 | 502.8046 | 0 | 314.2162 | 314.2162 | 0 | 正式执行 | 1 | 1 | 0.25 | 31.25% | 13.71% | 39.66% | 0% | 175 | 175 | 17.353 | 0 | 128 | 0.0092515 | 3.6202 | 0 | 35.0697 | 0 | 5.2473 | 2026-07-31 | 2026-08-02 01:15 | 2026-08-02_14 | 15 | OK | 128 | 175 | 175 | 40 | 24 | 24 | 2026-08-02 | -24.000000 MW × 154.010000 × 0.250000 h = -924.060000 EUR | 40.000000 MW × 66.224535 × 0.250000 h = 662.245345 EUR | 24.000000 MW × 7.127475 × 0.250000 h = 42.764850 EUR | 24.000000 MW × 5.076897 × 0.250000 h = 30.461380 EUR | 2.379840 MWh × 211.276657 = 502.804638 EUR | 零下调激活电量 | -924.060000 + 662.245345 + 42.764850 + 30.461380 + 502.804638 + 0.000000 = 314.216214 EUR
2026-08-02 04:30 | 154.82 | 66.2245 | 7.1275 | 5.0769 | 223.7629 | 0 | 未模拟 | 35.0697 | 37.6926 | -22.8738 | 40 | 24 | 24 | 2.8432 | 0 | -885.3293 | 662.2453 | 42.7649 | 30.4614 | 636.2129 | 0 | 486.3551 | 486.3551 | 0 | 正式执行 | 1 | 1 | 0.25 | 31.25% | 13.71% | 47.39% | 0% | 175 | 175 | 20.732 | 0 | 128 | 0.0080915 | 3.0086 | 0.13342 | 37.6926 | 0 | 5.2473 | 2026-07-31 | 2026-08-02 01:30 | 2026-08-02_15 | 15 | OK | 128 | 175 | 175 | 40 | 24 | 24 | 2026-08-02 | -22.873771 MW × 154.820000 × 0.250000 h = -885.329320 EUR | 40.000000 MW × 66.224535 × 0.250000 h = 662.245345 EUR | 24.000000 MW × 7.127475 × 0.250000 h = 42.764850 EUR | 24.000000 MW × 5.076897 × 0.250000 h = 30.461380 EUR | 2.843246 MWh × 223.762888 = 636.212871 EUR | 零下调激活电量 | -885.329320 + 662.245345 + 42.764850 + 30.461380 + 636.212871 + 0.000000 = 486.355127 EUR
2026-08-02 04:45 | 154.78 | 66.2245 | 7.1275 | 5.0769 | 190.9685 | 0 | 未模拟 | 37.6926 | 35.5895 | 0 | 40 | 24 | 24 | 1.9348 | 0 | 0 | 662.2453 | 42.7649 | 30.4614 | 369.488 | 0 | 1104.9596 | 1104.9596 | 0 | 正式执行 | 1 | 1 | 0.25 | 31.25% | 13.71% | 32.25% | 0% | 175 | 175 | 14.108 | 0 | 128 | 0.0058418 | 0 | 1.9348 | 35.5895 | 0 | 5.2473 | 2026-07-31 | 2026-08-02 01:45 | 2026-08-02_16 | 15 | OK | 128 | 175 | 175 | 40 | 24 | 24 | 2026-08-02 | 零头寸，无结算现金 | 40.000000 MW × 66.224535 × 0.250000 h = 662.245345 EUR | 24.000000 MW × 7.127475 × 0.250000 h = 42.764850 EUR | 24.000000 MW × 5.076897 × 0.250000 h = 30.461380 EUR | 1.934811 MWh × 190.968498 = 369.488033 EUR | 零下调激活电量 | 0.000000 + 662.245345 + 42.764850 + 30.461380 + 369.488033 + 0.000000 = 1104.959608 EUR
2026-08-02 05:00 | 157.47 | 66.2245 | 7.1275 | 5.0731 | 188.9985 | 0 | 未模拟 | 35.5895 | 34.5052 | 0 | 40 | 24 | 24 | 0.99758 | 0 | 0 | 662.2453 | 42.7649 | 30.4385 | 188.5406 | 0 | 923.9893 | 923.9893 | 0 | 正式执行 | 1 | 1 | 0.25 | 31.25% | 13.71% | 16.63% | 0% | 175 | 175 | 7.274 | 0 | 128 | 0.003012 | 0 | 0.99758 | 34.5052 | 0 | 5.2473 | 2026-07-31 | 2026-08-02 02:00 | 2026-08-02_17 | 15 | OK | 128 | 175 | 175 | 40 | 24 | 24 | 2026-08-02 | 零头寸，无结算现金 | 40.000000 MW × 66.224535 × 0.250000 h = 662.245345 EUR | 24.000000 MW × 7.127475 × 0.250000 h = 42.764850 EUR | 24.000000 MW × 5.073085 × 0.250000 h = 30.438511 EUR | 0.997577 MWh × 188.998533 = 188.540616 EUR | 零下调激活电量 | 0.000000 + 662.245345 + 42.764850 + 30.438511 + 188.540616 + 0.000000 = 923.989323 EUR
2026-08-02 05:15 | 153.84 | 66.2245 | 7.1275 | 5.0731 | 179.4327 | 0 | 未模拟 | 34.5052 | 33.6709 | 0 | 40 | 24 | 24 | 0.76759 | 0 | 0 | 662.2453 | 42.7649 | 30.4385 | 137.7305 | 0 | 873.1792 | 873.1792 | 0 | 正式执行 | 1 | 1 | 0.25 | 31.25% | 13.71% | 12.79% | 0% | 175 | 175 | 5.597 | 0 | 128 | 0.0023176 | 0 | 0.76759 | 33.6709 | 0 | 5.2473 | 2026-07-31 | 2026-08-02 02:15 | 2026-08-02_18 | 15 | OK | 128 | 175 | 175 | 40 | 24 | 24 | 2026-08-02 | 零头寸，无结算现金 | 40.000000 MW × 66.224535 × 0.250000 h = 662.245345 EUR | 24.000000 MW × 7.127475 × 0.250000 h = 42.764850 EUR | 24.000000 MW × 5.073085 × 0.250000 h = 30.438511 EUR | 0.767589 MWh × 179.432661 = 137.730460 EUR | 零下调激活电量 | 0.000000 + 662.245345 + 42.764850 + 30.438511 + 137.730460 + 0.000000 = 873.179167 EUR
2026-08-02 05:30 | 154.19 | 66.2245 | 7.1275 | 5.0731 | 174.5782 | 0 | 未模拟 | 33.6709 | 33.197 | 0 | 40 | 24 | 24 | 0.43598 | 0 | 0 | 662.2453 | 42.7649 | 30.4385 | 76.1121 | 0 | 811.5608 | 811.5608 | 0 | 正式执行 | 1 | 1 | 0.25 | 31.25% | 13.71% | 7.266% | 0% | 175 | 175 | 3.179 | 0 | 128 | 0.0013164 | 0 | 0.43598 | 33.197 | 0 | 5.2473 | 2026-07-31 | 2026-08-02 02:30 | 2026-08-02_19 | 15 | OK | 128 | 175 | 175 | 40 | 24 | 24 | 2026-08-02 | 零头寸，无结算现金 | 40.000000 MW × 66.224535 × 0.250000 h = 662.245345 EUR | 24.000000 MW × 7.127475 × 0.250000 h = 42.764850 EUR | 24.000000 MW × 5.073085 × 0.250000 h = 30.438511 EUR | 0.435977 MWh × 174.578164 = 76.112089 EUR | 零下调激活电量 | 0.000000 + 662.245345 + 42.764850 + 30.438511 + 76.112089 + 0.000000 = 811.560796 EUR
2026-08-02 05:45 | 153.26 | 66.2245 | 7.1275 | 5.0731 | 169.6379 | 77.1826 | 未模拟 | 33.197 | 33.0284 | 0 | 40 | 24 | 24 | 0.15909 | 0.0046629 | 0 | 662.2453 | 42.7649 | 30.4385 | 26.987 | -0.35989 | 762.0758 | 762.0758 | 0 | 正式执行 | 1 | 1 | 0.25 | 31.25% | 13.71% | 2.651% | 0.07771% | 175 | 175 | 1.16 | 0.034 | 128 | 0.00049225 | 0.0046629 | 0.15909 | 33.0284 | 0 | 5.2473 | 2026-07-31 | 2026-08-02 02:45 | 2026-08-02_20 | 15 | OK | 128 | 175 | 175 | 40 | 24 | 24 | 2026-08-02 | 零头寸，无结算现金 | 40.000000 MW × 66.224535 × 0.250000 h = 662.245345 EUR | 24.000000 MW × 7.127475 × 0.250000 h = 42.764850 EUR | 24.000000 MW × 5.073085 × 0.250000 h = 30.438511 EUR | 0.159086 MWh × 169.637909 = 26.986968 EUR | −(0.004663 MWh × 77.182551) = -0.359891 EUR | 0.000000 + 662.245345 + 42.764850 + 30.438511 + 26.986968 + -0.359891 = 762.075784 EUR
2026-08-02 06:00 | 160.44 | 66.2245 | 7.0627 | 2.8376 | 171.1131 | 77.1826 | 未模拟 | 33.0284 | 32.6839 | 0 | 40 | 24 | 24 | 0.3227 | 0.0068571 | 0 | 662.2453 | 42.3761 | 17.0259 | 55.2177 | -0.52925 | 776.3358 | 776.3358 | 0 | 正式执行 | 1 | 1 | 0.25 | 31.25% | 13.71% | 5.378% | 0.1143% | 175 | 175 | 2.353 | 0.05 | 128 | 0.00099185 | 0.0068571 | 0.3227 | 32.6839 | 0 | 5.2473 | 2026-07-31 | 2026-08-02 03:00 | 2026-08-02_21 | 15 | OK | 128 | 175 | 175 | 40 | 24 | 24 | 2026-08-02 | 零头寸，无结算现金 | 40.000000 MW × 66.224535 × 0.250000 h = 662.245345 EUR | 24.000000 MW × 7.062680 × 0.250000 h = 42.376079 EUR | 24.000000 MW × 2.837650 × 0.250000 h = 17.025899 EUR | 0.322697 MWh × 171.113144 = 55.217723 EUR | −(0.006857 MWh × 77.182551) = -0.529252 EUR | 0.000000 + 662.245345 + 42.376079 + 17.025899 + 55.217723 + -0.529252 = 776.335794 EUR
2026-08-02 06:15 | 163.34 | 66.2245 | 7.0627 | 2.8376 | 171.0987 | 0 | 未模拟 | 32.6839 | 32.2585 | 0 | 40 | 24 | 24 | 0.39141 | 0 | 0 | 662.2453 | 42.3761 | 17.0259 | 66.969 | 0 | 788.6163 | 788.6163 | 0 | 正式执行 | 1 | 1 | 0.25 | 31.25% | 13.71% | 6.523% | 0% | 175 | 175 | 2.854 | 0 | 128 | 0.0011818 | 0 | 0.39141 | 32.2585 | 0 | 5.2473 | 2026-07-31 | 2026-08-02 03:15 | 2026-08-02_22 | 15 | OK | 128 | 175 | 175 | 40 | 24 | 24 | 2026-08-02 | 零头寸，无结算现金 | 40.000000 MW × 66.224535 × 0.250000 h = 662.245345 EUR | 24.000000 MW × 7.062680 × 0.250000 h = 42.376079 EUR | 24.000000 MW × 2.837650 × 0.250000 h = 17.025899 EUR | 0.391406 MWh × 171.098660 = 66.968993 EUR | 零下调激活电量 | 0.000000 + 662.245345 + 42.376079 + 17.025899 + 66.968993 + 0.000000 = 788.616317 EUR
2026-08-02 06:30 | 161.41 | 66.2245 | 7.0627 | 2.8376 | 179.471 | 77.1826 | 未模拟 | 32.2585 | 31.7391 | 0 | 40 | 24 | 24 | 0.47918 | 0.0016457 | 0 | 662.2453 | 42.3761 | 17.0259 | 85.9984 | -0.12702 | 807.5187 | 807.5187 | 0 | 正式执行 | 1 | 1 | 0.25 | 31.25% | 13.71% | 7.986% | 0.02743% | 175 | 175 | 3.494 | 0.012 | 128 | 0.001451 | 0.0016457 | 0.47918 | 31.7391 | 0 | 5.2473 | 2026-07-31 | 2026-08-02 03:30 | 2026-08-02_23 | 15 | OK | 128 | 175 | 175 | 40 | 24 | 24 | 2026-08-02 | 零头寸，无结算现金 | 40.000000 MW × 66.224535 × 0.250000 h = 662.245345 EUR | 24.000000 MW × 7.062680 × 0.250000 h = 42.376079 EUR | 24.000000 MW × 2.837650 × 0.250000 h = 17.025899 EUR | 0.479177 MWh × 179.470966 = 85.998385 EUR | −(0.001646 MWh × 77.182551) = -0.127020 EUR | 0.000000 + 662.245345 + 42.376079 + 17.025899 + 85.998385 + -0.127020 = 807.518688 EUR
2026-08-02 06:45 | 159.02 | 66.2245 | 7.0627 | 2.8376 | 169.8129 | 71.1252 | 未模拟 | 31.7391 | 32.1718 | 0 | 40 | 24 | 24 | 0.076663 | 0.56091 | 0 | 662.2453 | 42.3761 | 17.0259 | 13.0183 | -39.8951 | 694.7705 | 694.7705 | 0 | 正式执行 | 1 | 1 | 0.25 | 31.25% | 13.71% | 1.278% | 9.349% | 175 | 175 | 0.559 | 4.09 | 128 | 0.0016649 | 0.56091 | 0.076663 | 32.1718 | 0 | 5.2473 | 2026-07-31 | 2026-08-02 03:45 | 2026-08-02_24 | 15 | OK | 128 | 175 | 175 | 40 | 24 | 24 | 2026-08-02 | 零头寸，无结算现金 | 40.000000 MW × 66.224535 × 0.250000 h = 662.245345 EUR | 24.000000 MW × 7.062680 × 0.250000 h = 42.376079 EUR | 24.000000 MW × 2.837650 × 0.250000 h = 17.025899 EUR | 0.076663 MWh × 169.812856 = 13.018339 EUR | −(0.560914 MWh × 71.125150) = -39.895113 EUR | 0.000000 + 662.245345 + 42.376079 + 17.025899 + 13.018339 + -39.895113 = 694.770549 EUR
2026-08-02 07:00 | 162.12 | 66.2245 | 6.6911 | 2.6071 | 0 | 74.8189 | 未模拟 | 32.1718 | 31.7391 | 3.5945 | 40 | 24 | 24 | 0 | 0.57573 | 145.6865 | 662.2453 | 40.1464 | 15.6423 | 0 | -43.0751 | 820.6454 | 820.6454 | 0 | 正式执行 | 1 | 1 | 0.25 | 31.25% | 13.71% | 0% | 9.595% | 175 | 175 | 0 | 4.198 | 128 | 0.0037039 | 0.4895 | 0.81241 | 31.7391 | 0 | 5.2473 | 2026-07-31 | 2026-08-02 04:00 | 2026-08-02_25 | 15 | OK | 128 | 175 | 175 | 40 | 24 | 24 | 2026-08-02 | 3.594535 MW × 162.120000 × 0.250000 h = 145.686516 EUR | 40.000000 MW × 66.224535 × 0.250000 h = 662.245345 EUR | 24.000000 MW × 6.691060 × 0.250000 h = 40.146361 EUR | 24.000000 MW × 2.607055 × 0.250000 h = 15.642330 EUR | 零上调激活电量 | −(0.575726 MWh × 74.818859) = -43.075141 EUR | 145.686516 + 662.245345 + 40.146361 + 15.642330 + 0.000000 + -43.075141 = 820.645411 EUR
2026-08-02 07:15 | 154.67 | 66.2245 | 6.6911 | 2.6071 | 152.4594 | 68.2549 | 未模拟 | 31.7391 | 31.7391 | 3.097 | 40 | 24 | 24 | 0.00041143 | 0.89431 | 119.7544 | 662.2453 | 40.1464 | 15.6423 | 0.062726 | -61.041 | 776.8102 | 776.8102 | 0 | 正式执行 | 1 | 1 | 0.25 | 31.25% | 13.71% | 0.006857% | 14.91% | 175 | 175 | 0.003 | 6.521 | 128 | 0.0039811 | 0.7789 | 0.65926 | 31.7391 | 0 | 5.2473 | 2026-07-31 | 2026-08-02 04:15 | 2026-08-02_26 | 15 | OK | 128 | 175 | 175 | 40 | 24 | 24 | 2026-08-02 | 3.097030 MW × 154.670000 × 0.250000 h = 119.754396 EUR | 40.000000 MW × 66.224535 × 0.250000 h = 662.245345 EUR | 24.000000 MW × 6.691060 × 0.250000 h = 40.146361 EUR | 24.000000 MW × 2.607055 × 0.250000 h = 15.642330 EUR | 0.000411 MWh × 152.459360 = 0.062726 EUR | −(0.894309 MWh × 68.254912) = -61.040953 EUR | 119.754396 + 662.245345 + 40.146361 + 15.642330 + 0.062726 + -61.040953 = 776.810206 EUR
2026-08-02 07:30 | 153.14 | 66.2245 | 6.6911 | 2.6071 | 0 | 68.6559 | 未模拟 | 31.7391 | 31.7391 | 2.561 | 40 | 24 | 24 | 0 | 0.74208 | 98.0494 | 662.2453 | 40.1464 | 15.6423 | 0 | -50.9482 | 765.1352 | 765.1352 | 0 | 正式执行 | 1 | 1 | 0.25 | 31.25% | 13.71% | 0% | 12.37% | 175 | 175 | 0 | 5.411 | 128 | 0.0033881 | 0.66289 | 0.56107 | 31.7391 | 0 | 5.2473 | 2026-07-31 | 2026-08-02 04:30 | 2026-08-02_27 | 15 | OK | 128 | 175 | 175 | 40 | 24 | 24 | 2026-08-02 | 2.561039 MW × 153.140000 × 0.250000 h = 98.049368 EUR | 40.000000 MW × 66.224535 × 0.250000 h = 662.245345 EUR | 24.000000 MW × 6.691060 × 0.250000 h = 40.146361 EUR | 24.000000 MW × 2.607055 × 0.250000 h = 15.642330 EUR | 零上调激活电量 | −(0.742080 MWh × 68.655880) = -50.948156 EUR | 98.049368 + 662.245345 + 40.146361 + 15.642330 + 0.000000 + -50.948156 = 765.135249 EUR
2026-08-02 07:45 | 139.9 | 66.2245 | 6.6911 | 2.6071 | 0 | 70.4038 | 未模拟 | 31.7391 | 32.6963 | 0 | 40 | 24 | 24 | 0 | 1.0404 | 0 | 662.2453 | 40.1464 | 15.6423 | 0 | -73.2457 | 644.7883 | 644.7883 | 0 | 正式执行 | 1 | 1 | 0.25 | 31.25% | 13.71% | 0% | 17.34% | 175 | 175 | 0 | 7.586 | 128 | 0.0026587 | 1.0404 | 0 | 32.6963 | 0 | 5.2473 | 2026-07-31 | 2026-08-02 04:45 | 2026-08-02_28 | 15 | OK | 128 | 175 | 175 | 40 | 24 | 24 | 2026-08-02 | 零头寸，无结算现金 | 40.000000 MW × 66.224535 × 0.250000 h = 662.245345 EUR | 24.000000 MW × 6.691060 × 0.250000 h = 40.146361 EUR | 24.000000 MW × 2.607055 × 0.250000 h = 15.642330 EUR | 零上调激活电量 | −(1.040366 MWh × 70.403827) = -73.245727 EUR | 0.000000 + 662.245345 + 40.146361 + 15.642330 + 0.000000 + -73.245727 = 644.788309 EUR
2026-08-02 08:00 | 154.06 | 60.0309 | 6.7863 | 2.8967 | 152.4594 | 68.3601 | 未模拟 | 32.6963 | 31.7391 | 4.6953 | 40 | 24 | 24 | 0.00027429 | 0.3349 | 180.8382 | 600.3087 | 40.7181 | 17.3804 | 0.041817 | -22.894 | 816.3932 | 816.3932 | 0 | 正式执行 | 1 | 1 | 0.25 | 31.25% | 13.71% | 0.004571% | 5.582% | 175 | 175 | 0.002 | 2.442 | 51.968 | 0.0040356 | 0.26938 | 1.1086 | 31.7391 | 0 | 5.2473 | 2026-07-31 | 2026-08-02 05:00 | 2026-08-02_29 | 15 | OK | 128 | 175 | 175 | 40 | 24 | 24 | 2026-08-02 | 4.695267 MW × 154.060000 × 0.250000 h = 180.838211 EUR | 40.000000 MW × 60.030873 × 0.250000 h = 600.308730 EUR | 24.000000 MW × 6.786347 × 0.250000 h = 40.718084 EUR | 24.000000 MW × 2.896728 × 0.250000 h = 17.380367 EUR | 0.000274 MWh × 152.459360 = 0.041817 EUR | −(0.334903 MWh × 68.360109) = -22.893996 EUR | 180.838211 + 600.308730 + 40.718084 + 17.380367 + 0.041817 + -22.893996 = 816.393214 EUR
2026-08-02 08:15 | 142.6 | 60.0309 | 6.7863 | 2.8967 | 0 | 25.9225 | 未模拟 | 31.7391 | 31.7391 | 4.9199 | 40 | 24 | 24 | 0 | 1.4011 | 175.393 | 600.3087 | 40.7181 | 17.3804 | 0 | -36.3187 | 797.4815 | 797.4815 | 0 | 正式执行 | 1 | 1 | 0.25 | 31.25% | 13.71% | 0% | 23.35% | 175 | 175 | 0 | 10.216 | 51.968 | 0.005693 | 1.1138 | 0.94276 | 31.7391 | 0 | 5.2473 | 2026-07-31 | 2026-08-02 05:15 | 2026-08-02_30 | 15 | OK | 128 | 175 | 175 | 40 | 24 | 24 | 2026-08-02 | 4.919860 MW × 142.600000 × 0.250000 h = 175.393006 EUR | 40.000000 MW × 60.030873 × 0.250000 h = 600.308730 EUR | 24.000000 MW × 6.786347 × 0.250000 h = 40.718084 EUR | 24.000000 MW × 2.896728 × 0.250000 h = 17.380367 EUR | 零上调激活电量 | −(1.401051 MWh × 25.922474) = -36.318720 EUR | 175.393006 + 600.308730 + 40.718084 + 17.380367 + 0.000000 + -36.318720 = 797.481467 EUR
2026-08-02 08:30 | 136.11 | 60.0309 | 6.7863 | 2.8967 | 0 | 59.3654 | 未模拟 | 31.7391 | 33.0561 | 0 | 40 | 24 | 24 | 0 | 1.4315 | 0 | 600.3087 | 40.7181 | 17.3804 | 0 | -84.9814 | 573.4258 | 573.4258 | 0 | 正式执行 | 1 | 1 | 0.25 | 31.25% | 13.71% | 0% | 23.86% | 175 | 175 | 0 | 10.438 | 51.968 | 0.0036583 | 1.4315 | 0 | 33.0561 | 0 | 5.2473 | 2026-07-31 | 2026-08-02 05:30 | 2026-08-02_31 | 15 | OK | 128 | 175 | 175 | 40 | 24 | 24 | 2026-08-02 | 零头寸，无结算现金 | 40.000000 MW × 60.030873 × 0.250000 h = 600.308730 EUR | 24.000000 MW × 6.786347 × 0.250000 h = 40.718084 EUR | 24.000000 MW × 2.896728 × 0.250000 h = 17.380367 EUR | 零上调激活电量 | −(1.431497 MWh × 59.365388) = -84.981383 EUR | 0.000000 + 600.308730 + 40.718084 + 17.380367 + 0.000000 + -84.981383 = 573.425798 EUR
2026-08-02 08:45 | 122.32 | 60.0309 | 6.7863 | 2.8967 | 0 | 14.5124 | 未模拟 | 33.0561 | 42.7018 | -35.9012 | 40 | 24 | 24 | 0 | 1.5091 | -1097.8573 | 600.3087 | 40.7181 | 17.3804 | 0 | -21.901 | -461.3511 | -461.3511 | 0 | 正式执行 | 1 | 1 | 0.25 | 31.25% | 13.71% | 0% | 25.15% | 175 | 175 | 0 | 11.004 | 51.968 | 0.026793 | 10.4844 | 0 | 42.7018 | 0 | 5.2473 | 2026-07-31 | 2026-08-02 05:45 | 2026-08-02_32 | 15 | OK | 128 | 175 | 175 | 40 | 24 | 24 | 2026-08-02 | -35.901156 MW × 122.320000 × 0.250000 h = -1097.857336 EUR | 40.000000 MW × 60.030873 × 0.250000 h = 600.308730 EUR | 24.000000 MW × 6.786347 × 0.250000 h = 40.718084 EUR | 24.000000 MW × 2.896728 × 0.250000 h = 17.380367 EUR | 零上调激活电量 | −(1.509120 MWh × 14.512416) = -21.900977 EUR | -1097.857336 + 600.308730 + 40.718084 + 17.380367 + 0.000000 + -21.900977 = -461.351132 EUR
2026-08-02 09:00 | 152.74 | 60.0309 | 7.2056 | 2.4146 | 161.4535 | 5.8104 | 未模拟 | 42.7018 | 32.8744 | 36 | 40 | 24 | 24 | 0.46505 | 0.42391 | 1374.66 | 600.3087 | 43.2337 | 14.4875 | 75.0842 | -2.4631 | 2105.3109 | 2105.3109 | 0 | 正式执行 | 1 | 1 | 0.25 | 31.25% | 13.71% | 7.751% | 7.065% | 175 | 175 | 3.391 | 3.091 | 51.968 | 0.027298 | 0 | 9.0411 | 32.8744 | 0 | 5.2473 | 2026-07-31 | 2026-08-02 06:00 | 2026-08-02_33 | 15 | OK | 128 | 175 | 175 | 40 | 24 | 24 | 2026-08-02 | 36.000000 MW × 152.740000 × 0.250000 h = 1374.660000 EUR | 40.000000 MW × 60.030873 × 0.250000 h = 600.308730 EUR | 24.000000 MW × 7.205611 × 0.250000 h = 43.233663 EUR | 24.000000 MW × 2.414575 × 0.250000 h = 14.487451 EUR | 0.465051 MWh × 161.453509 = 75.084185 EUR | −(0.423909 MWh × 5.810417) = -2.463085 EUR | 1374.660000 + 600.308730 + 43.233663 + 14.487451 + 75.084185 + -2.463085 = 2105.310944 EUR
2026-08-02 09:15 | 130.33 | 60.0309 | 7.2056 | 2.4146 | 146.3983 | 0 | 未模拟 | 32.8744 | 32.4569 | 0 | 40 | 24 | 24 | 0.38414 | 0 | 0 | 600.3087 | 43.2337 | 14.4875 | 56.237 | 0 | 714.2669 | 714.2669 | 0 | 正式执行 | 1 | 1 | 0.25 | 31.25% | 13.71% | 6.402% | 0% | 175 | 175 | 2.801 | 0 | 51.968 | 0.0011598 | 0 | 0.38414 | 32.4569 | 0 | 5.2473 | 2026-07-31 | 2026-08-02 06:15 | 2026-08-02_34 | 15 | OK | 128 | 175 | 175 | 40 | 24 | 24 | 2026-08-02 | 零头寸，无结算现金 | 40.000000 MW × 60.030873 × 0.250000 h = 600.308730 EUR | 24.000000 MW × 7.205611 × 0.250000 h = 43.233663 EUR | 24.000000 MW × 2.414575 × 0.250000 h = 14.487451 EUR | 0.384137 MWh × 146.398338 = 56.237039 EUR | 零下调激活电量 | 0.000000 + 600.308730 + 43.233663 + 14.487451 + 56.237039 + 0.000000 = 714.266883 EUR
2026-08-02 09:30 | 112.43 | 60.0309 | 7.2056 | 2.4146 | 150.6565 | 0 | 未模拟 | 32.4569 | 31.7391 | 0 | 40 | 24 | 24 | 0.66034 | 0 | 0 | 600.3087 | 43.2337 | 14.4875 | 99.485 | 0 | 757.5148 | 757.5148 | 0 | 正式执行 | 1 | 1 | 0.25 | 31.25% | 13.71% | 11.01% | 0% | 175 | 175 | 4.815 | 0 | 51.968 | 0.0019938 | 0 | 0.66034 | 31.7391 | 0 | 5.2473 | 2026-07-31 | 2026-08-02 06:30 | 2026-08-02_35 | 15 | OK | 128 | 175 | 175 | 40 | 24 | 24 | 2026-08-02 | 零头寸，无结算现金 | 40.000000 MW × 60.030873 × 0.250000 h = 600.308730 EUR | 24.000000 MW × 7.205611 × 0.250000 h = 43.233663 EUR | 24.000000 MW × 2.414575 × 0.250000 h = 14.487451 EUR | 0.660343 MWh × 150.656528 = 99.484962 EUR | 零下调激活电量 | 0.000000 + 600.308730 + 43.233663 + 14.487451 + 99.484962 + 0.000000 = 757.514806 EUR
2026-08-02 09:45 | 93.22 | 60.0309 | 7.2056 | 2.4146 | 133.2114 | -13.6167 | 未模拟 | 31.7391 | 33.2095 | -4.31 | 40 | 24 | 24 | 0.034697 | 0.56064 | -100.4441 | 600.3087 | 43.2337 | 14.4875 | 4.6221 | 7.6341 | 569.8419 | 569.8419 | 0 | 正式执行 | 1 | 1 | 0.25 | 31.25% | 13.71% | 0.5783% | 9.344% | 175 | 175 | 0.253 | 4.088 | 51.968 | 0.0042564 | 1.6319 | 0.028466 | 33.2095 | 0 | 5.2473 | 2026-07-31 | 2026-08-02 06:45 | 2026-08-02_36 | 15 | OK | 128 | 175 | 175 | 40 | 24 | 24 | 2026-08-02 | -4.309981 MW × 93.220000 × 0.250000 h = -100.444104 EUR | 40.000000 MW × 60.030873 × 0.250000 h = 600.308730 EUR | 24.000000 MW × 7.205611 × 0.250000 h = 43.233663 EUR | 24.000000 MW × 2.414575 × 0.250000 h = 14.487451 EUR | 0.034697 MWh × 133.211366 = 4.622054 EUR | −(0.560640 MWh × -13.616717) = 7.634076 EUR | -100.444104 + 600.308730 + 43.233663 + 14.487451 + 4.622054 + 7.634076 = 569.841870 EUR
2026-08-02 10:00 | 104.9 | 66.2245 | 5.5305 | 3.0015 | 147.7526 | -14.5109 | 未模拟 | 33.2095 | 31.8629 | 0 | 40 | 24 | 24 | 1.4397 | 0.23726 | 0 | 662.2453 | 33.1828 | 18.0093 | 212.7232 | 3.4428 | 929.6034 | 929.6034 | 0 | 正式执行 | 1 | 1 | 0.25 | 31.25% | 13.71% | 24% | 3.954% | 175 | 175 | 10.498 | 1.73 | 71.936 | 0.0049533 | 0.23726 | 1.4397 | 31.8629 | 0 | 5.2473 | 2026-07-31 | 2026-08-02 07:00 | 2026-08-02_37 | 15 | OK | 128 | 175 | 175 | 40 | 24 | 24 | 2026-08-02 | 零头寸，无结算现金 | 40.000000 MW × 66.224535 × 0.250000 h = 662.245345 EUR | 24.000000 MW × 5.530463 × 0.250000 h = 33.182780 EUR | 24.000000 MW × 3.001544 × 0.250000 h = 18.009262 EUR | 1.439726 MWh × 147.752558 = 212.723158 EUR | −(0.237257 MWh × -14.510891) = 3.442813 EUR | 0.000000 + 662.245345 + 33.182780 + 18.009262 + 212.723158 + 3.442813 = 929.603357 EUR
2026-08-02 10:15 | 84.56 | 66.2245 | 5.5305 | 3.0015 | 133.2114 | 72.1424 | 未模拟 | 31.8629 | 31.7391 | 0 | 40 | 24 | 24 | 0.12919 | 0.018103 | 0 | 662.2453 | 33.1828 | 18.0093 | 17.2094 | -1.306 | 729.3408 | 729.3408 | 0 | 正式执行 | 1 | 1 | 0.25 | 31.25% | 13.71% | 2.153% | 0.3017% | 175 | 175 | 0.942 | 0.132 | 71.936 | 0.00043632 | 0.018103 | 0.12919 | 31.7391 | 0 | 5.2473 | 2026-07-31 | 2026-08-02 07:15 | 2026-08-02_38 | 15 | OK | 128 | 175 | 175 | 40 | 24 | 24 | 2026-08-02 | 零头寸，无结算现金 | 40.000000 MW × 66.224535 × 0.250000 h = 662.245345 EUR | 24.000000 MW × 5.530463 × 0.250000 h = 33.182780 EUR | 24.000000 MW × 3.001544 × 0.250000 h = 18.009262 EUR | 0.129189 MWh × 133.211366 = 17.209386 EUR | −(0.018103 MWh × 72.142435) = -1.305984 EUR | 0.000000 + 662.245345 + 33.182780 + 18.009262 + 17.209386 + -1.305984 = 729.340789 EUR
2026-08-02 10:30 | 54.53 | 66.2245 | 5.5305 | 3.0015 | 133.2114 | -2.1356 | 未模拟 | 31.7391 | 31.7391 | 1.4802 | 40 | 24 | 24 | 0.00027429 | 0.43269 | 20.1788 | 662.2453 | 33.1828 | 18.0093 | 0.036538 | 0.92403 | 734.5768 | 734.5768 | 0 | 正式执行 | 1 | 1 | 0.25 | 31.25% | 13.71% | 0.004571% | 7.211% | 175 | 175 | 0.002 | 3.155 | 71.936 | 0.0020751 | 0.406 | 0.34364 | 31.7391 | 0 | 5.2473 | 2026-07-31 | 2026-08-02 07:30 | 2026-08-02_39 | 15 | OK | 128 | 175 | 175 | 40 | 24 | 24 | 2026-08-02 | 1.480199 MW × 54.530000 × 0.250000 h = 20.178819 EUR | 40.000000 MW × 66.224535 × 0.250000 h = 662.245345 EUR | 24.000000 MW × 5.530463 × 0.250000 h = 33.182780 EUR | 24.000000 MW × 3.001544 × 0.250000 h = 18.009262 EUR | 0.000274 MWh × 133.211366 = 0.036538 EUR | −(0.432686 MWh × -2.135574) = 0.924033 EUR | 20.178819 + 662.245345 + 33.182780 + 18.009262 + 0.036538 + 0.924033 = 734.576776 EUR
2026-08-02 10:45 | 11.21 | 66.2245 | 5.5305 | 3.0015 | 0 | 30.1153 | 未模拟 | 31.7391 | 32.5627 | 0 | 40 | 24 | 24 | 0 | 0.89513 | 0 | 662.2453 | 33.1828 | 18.0093 | 0 | -26.9571 | 686.4802 | 686.4802 | 0 | 正式执行 | 1 | 1 | 0.25 | 31.25% | 13.71% | 0% | 14.92% | 175 | 175 | 0 | 6.527 | 71.936 | 0.0022876 | 0.89513 | 0 | 32.5627 | 0 | 5.2473 | 2026-07-31 | 2026-08-02 07:45 | 2026-08-02_40 | 15 | OK | 128 | 175 | 175 | 40 | 24 | 24 | 2026-08-02 | 零头寸，无结算现金 | 40.000000 MW × 66.224535 × 0.250000 h = 662.245345 EUR | 24.000000 MW × 5.530463 × 0.250000 h = 33.182780 EUR | 24.000000 MW × 3.001544 × 0.250000 h = 18.009262 EUR | 零上调激活电量 | −(0.895131 MWh × 30.115297) = -26.957149 EUR | 0.000000 + 662.245345 + 33.182780 + 18.009262 + 0.000000 + -26.957149 = 686.480238 EUR
2026-08-02 11:00 | 11 | 66.2245 | 5.4828 | 3.0073 | 0 | -4.961 | 未模拟 | 32.5627 | 31.7391 | 8.9915 | 40 | 24 | 24 | 0 | 1.6486 | 24.7267 | 662.2453 | 32.8969 | 18.0436 | 0 | 8.1787 | 746.0912 | 746.0912 | 0 | 正式执行 | 1 | 1 | 0.25 | 31.25% | 13.71% | 0% | 27.48% | 175 | 175 | 0 | 12.021 | 71.936 | 0.0075569 | 1.031 | 1.6302 | 31.7391 | 0 | 5.2473 | 2026-07-31 | 2026-08-02 08:00 | 2026-08-02_41 | 15 | OK | 128 | 175 | 175 | 40 | 24 | 24 | 2026-08-02 | 8.991516 MW × 11.000000 × 0.250000 h = 24.726669 EUR | 40.000000 MW × 66.224535 × 0.250000 h = 662.245345 EUR | 24.000000 MW × 5.482820 × 0.250000 h = 32.896918 EUR | 24.000000 MW × 3.007261 × 0.250000 h = 18.043565 EUR | 零上调激活电量 | −(1.648594 MWh × -4.961028) = 8.178722 EUR | 24.726669 + 662.245345 + 32.896918 + 18.043565 + 0.000000 + 8.178722 = 746.091219 EUR
2026-08-02 11:15 | 3.85 | 66.2245 | 5.4828 | 3.0073 | 0 | -27.9283 | 未模拟 | 31.7391 | 42.7022 | -36 | 40 | 24 | 24 | 0 | 2.9163 | -34.65 | 662.2453 | 32.8969 | 18.0436 | 0 | 81.4484 | 759.9842 | 759.9842 | 0 | 正式执行 | 1 | 1 | 0.25 | 31.25% | 13.71% | 0% | 48.61% | 175 | 175 | 0 | 21.265 | 71.936 | 0.030453 | 11.9163 | 0 | 42.7022 | 0 | 5.2473 | 2026-07-31 | 2026-08-02 08:15 | 2026-08-02_42 | 15 | OK | 128 | 175 | 175 | 40 | 24 | 24 | 2026-08-02 | -36.000000 MW × 3.850000 × 0.250000 h = -34.650000 EUR | 40.000000 MW × 66.224535 × 0.250000 h = 662.245345 EUR | 24.000000 MW × 5.482820 × 0.250000 h = 32.896918 EUR | 24.000000 MW × 3.007261 × 0.250000 h = 18.043565 EUR | 零上调激活电量 | −(2.916343 MWh × -27.928268) = 81.448405 EUR | -34.650000 + 662.245345 + 32.896918 + 18.043565 + 0.000000 + 81.448405 = 759.984233 EUR
2026-08-02 11:30 | 2.01 | 66.2245 | 5.4828 | 3.0073 | 0 | -126.77 | 未模拟 | 42.7022 | 54.7737 | -36 | 40 | 24 | 24 | 0 | 4.1213 | -18.09 | 662.2453 | 32.8969 | 18.0436 | 0 | 522.4545 | 1217.5503 | 1217.5503 | 0 | 正式执行 | 1 | 1 | 0.25 | 31.25% | 13.71% | 0% | 68.69% | 175 | 175 | 0 | 30.051 | 71.936 | 0.033532 | 13.1213 | 0 | 54.7737 | 0 | 5.2473 | 2026-07-31 | 2026-08-02 08:30 | 2026-08-02_43 | 15 | OK | 128 | 175 | 175 | 40 | 24 | 24 | 2026-08-02 | -36.000000 MW × 2.010000 × 0.250000 h = -18.090000 EUR | 40.000000 MW × 66.224535 × 0.250000 h = 662.245345 EUR | 24.000000 MW × 5.482820 × 0.250000 h = 32.896918 EUR | 24.000000 MW × 3.007261 × 0.250000 h = 18.043565 EUR | 零上调激活电量 | −(4.121280 MWh × -126.769958) = 522.454492 EUR | -18.090000 + 662.245345 + 32.896918 + 18.043565 + 0.000000 + 522.454492 = 1217.550321 EUR
2026-08-02 11:45 | 0.69 | 66.2245 | 5.4828 | 3.0073 | 0 | -57.1824 | 未模拟 | 54.7737 | 67.0556 | -36 | 40 | 24 | 24 | 0 | 4.3499 | -6.21 | 662.2453 | 32.8969 | 18.0436 | 0 | 248.7374 | 955.7132 | 955.7132 | 0 | 正式执行 | 1 | 1 | 0.25 | 31.25% | 13.71% | 0% | 72.5% | 175 | 175 | 0 | 31.718 | 71.936 | 0.034116 | 13.3499 | 0 | 67.0556 | 0 | 5.2473 | 2026-07-31 | 2026-08-02 08:45 | 2026-08-02_44 | 15 | OK | 128 | 175 | 175 | 40 | 24 | 24 | 2026-08-02 | -36.000000 MW × 0.690000 × 0.250000 h = -6.210000 EUR | 40.000000 MW × 66.224535 × 0.250000 h = 662.245345 EUR | 24.000000 MW × 5.482820 × 0.250000 h = 32.896918 EUR | 24.000000 MW × 3.007261 × 0.250000 h = 18.043565 EUR | 零上调激活电量 | −(4.349897 MWh × -57.182360) = 248.737386 EUR | -6.210000 + 662.245345 + 32.896918 + 18.043565 + 0.000000 + 248.737386 = 955.713215 EUR
2026-08-02 12:00 | 0.51 | 66.2245 | 5.5209 | 6.874 | 0 | -220.8454 | 未模拟 | 67.0556 | 78.8849 | -36 | 40 | 24 | 24 | 0 | 3.8578 | -4.59 | 662.2453 | 33.1256 | 41.2441 | 0 | 851.9836 | 1584.0087 | 1584.0087 | 0 | 正式执行 | 1 | 1 | 0.25 | 31.25% | 13.71% | 0% | 64.3% | 175 | 175 | 0 | 28.13 | 71.936 | 0.032859 | 12.8578 | 0 | 78.8849 | 0 | 5.2473 | 2026-07-31 | 2026-08-02 09:00 | 2026-08-02_45 | 15 | OK | 128 | 175 | 175 | 40 | 24 | 24 | 2026-08-02 | -36.000000 MW × 0.510000 × 0.250000 h = -4.590000 EUR | 40.000000 MW × 66.224535 × 0.250000 h = 662.245345 EUR | 24.000000 MW × 5.520935 × 0.250000 h = 33.125607 EUR | 24.000000 MW × 6.874011 × 0.250000 h = 41.244068 EUR | 零上调激活电量 | −(3.857829 MWh × -220.845387) = 851.983644 EUR | -4.590000 + 662.245345 + 33.125607 + 41.244068 + 0.000000 + 851.983644 = 1584.008665 EUR
2026-08-02 12:15 | 0.69 | 66.2245 | 5.5209 | 6.874 | 0 | -34.2734 | 未模拟 | 78.8849 | 89.7926 | -36 | 40 | 24 | 24 | 0 | 2.8563 | -6.21 | 662.2453 | 33.1256 | 41.2441 | 0 | 97.8943 | 828.2994 | 828.2994 | 0 | 正式执行 | 1 | 1 | 0.25 | 31.25% | 13.71% | 0% | 47.6% | 175 | 175 | 0 | 20.827 | 71.936 | 0.030299 | 11.8563 | 0 | 89.7926 | 0 | 5.2473 | 2026-07-31 | 2026-08-02 09:15 | 2026-08-02_46 | 15 | OK | 128 | 175 | 175 | 40 | 24 | 24 | 2026-08-02 | -36.000000 MW × 0.690000 × 0.250000 h = -6.210000 EUR | 40.000000 MW × 66.224535 × 0.250000 h = 662.245345 EUR | 24.000000 MW × 5.520935 × 0.250000 h = 33.125607 EUR | 24.000000 MW × 6.874011 × 0.250000 h = 41.244068 EUR | 零上调激活电量 | −(2.856274 MWh × -34.273436) = 97.894334 EUR | -6.210000 + 662.245345 + 33.125607 + 41.244068 + 0.000000 + 97.894334 = 828.299355 EUR
2026-08-02 12:30 | 1.95 | 66.2245 | 5.5209 | 6.874 | 0 | 8.5459 | 未模拟 | 89.7926 | 99.2916 | -36 | 40 | 24 | 24 | 0 | 1.3249 | -17.55 | 662.2453 | 33.1256 | 41.2441 | 0 | -11.3228 | 707.7422 | 707.7422 | 0 | 正式执行 | 1 | 1 | 0.25 | 31.25% | 13.71% | 0% | 22.08% | 175 | 175 | 0 | 9.661 | 71.936 | 0.026386 | 10.3249 | 0 | 99.2916 | 0 | 5.2473 | 2026-07-31 | 2026-08-02 09:30 | 2026-08-02_47 | 15 | OK | 128 | 175 | 175 | 40 | 24 | 24 | 2026-08-02 | -36.000000 MW × 1.950000 × 0.250000 h = -17.550000 EUR | 40.000000 MW × 66.224535 × 0.250000 h = 662.245345 EUR | 24.000000 MW × 5.520935 × 0.250000 h = 33.125607 EUR | 24.000000 MW × 6.874011 × 0.250000 h = 41.244068 EUR | 零上调激活电量 | −(1.324937 MWh × 8.545919) = -11.322805 EUR | -17.550000 + 662.245345 + 33.125607 + 41.244068 + 0.000000 + -11.322805 = 707.742216 EUR
2026-08-02 12:45 | 2.43 | 66.2245 | 5.5209 | 6.874 | 0 | -23.4694 | 未模拟 | 99.2916 | 109.4943 | -36 | 40 | 24 | 24 | 0 | 2.0899 | -21.87 | 662.2453 | 33.1256 | 41.2441 | 0 | 49.0492 | 763.7942 | 763.7942 | 0 | 正式执行 | 1 | 1 | 0.25 | 31.25% | 13.71% | 0% | 34.83% | 175 | 175 | 0 | 15.239 | 71.936 | 0.028341 | 11.0899 | 0 | 109.4943 | 0 | 5.2473 | 2026-07-31 | 2026-08-02 09:45 | 2026-08-02_48 | 15 | OK | 128 | 175 | 175 | 40 | 24 | 24 | 2026-08-02 | -36.000000 MW × 2.430000 × 0.250000 h = -21.870000 EUR | 40.000000 MW × 66.224535 × 0.250000 h = 662.245345 EUR | 24.000000 MW × 5.520935 × 0.250000 h = 33.125607 EUR | 24.000000 MW × 6.874011 × 0.250000 h = 41.244068 EUR | 零上调激活电量 | −(2.089920 MWh × -23.469403) = 49.049175 EUR | -21.870000 + 662.245345 + 33.125607 + 41.244068 + 0.000000 + 49.049175 = 763.794196 EUR
2026-08-02 13:00 | 3.03 | 66.2245 | 5.4733 | 6.8607 | 0 | 34.4255 | 未模拟 | 109.4943 | 118.2756 | -36 | 40 | 24 | 24 | 0 | 0.54487 | -27.27 | 662.2453 | 32.8397 | 41.164 | 0 | -18.7574 | 690.2217 | 690.2217 | 0 | 正式执行 | 1 | 1 | 0.25 | 31.25% | 13.71% | 0% | 9.081% | 175 | 175 | 0 | 3.973 | 71.936 | 0.024392 | 9.5449 | 0 | 118.2756 | 0 | 5.2473 | 2026-07-31 | 2026-08-02 10:00 | 2026-08-02_49 | 15 | OK | 128 | 175 | 175 | 40 | 24 | 24 | 2026-08-02 | -36.000000 MW × 3.030000 × 0.250000 h = -27.270000 EUR | 40.000000 MW × 66.224535 × 0.250000 h = 662.245345 EUR | 24.000000 MW × 5.473291 × 0.250000 h = 32.839746 EUR | 24.000000 MW × 6.860671 × 0.250000 h = 41.164027 EUR | 零上调激活电量 | −(0.544869 MWh × 34.425514) = -18.757381 EUR | -27.270000 + 662.245345 + 32.839746 + 41.164027 + 0.000000 + -18.757381 = 690.221738 EUR
2026-08-02 13:15 | 3 | 66.2245 | 5.4733 | 6.8607 | 89.2097 | 12.709 | 未模拟 | 118.2756 | 126.9456 | -36 | 40 | 24 | 24 | 0.00576 | 0.42967 | -27 | 662.2453 | 32.8397 | 41.164 | 0.51385 | -5.4607 | 704.3023 | 704.3023 | 0 | 正式执行 | 1 | 1 | 0.25 | 31.25% | 13.71% | 0.096% | 7.161% | 175 | 175 | 0.042 | 3.133 | 71.936 | 0.024083 | 9.4239 | 0 | 126.9456 | 0 | 5.2473 | 2026-07-31 | 2026-08-02 10:15 | 2026-08-02_50 | 15 | OK | 128 | 175 | 175 | 40 | 24 | 24 | 2026-08-02 | -36.000000 MW × 3.000000 × 0.250000 h = -27.000000 EUR | 40.000000 MW × 66.224535 × 0.250000 h = 662.245345 EUR | 24.000000 MW × 5.473291 × 0.250000 h = 32.839746 EUR | 24.000000 MW × 6.860671 × 0.250000 h = 41.164027 EUR | 0.005760 MWh × 89.209689 = 0.513848 EUR | −(0.429669 MWh × 12.709012) = -5.460663 EUR | -27.000000 + 662.245345 + 32.839746 + 41.164027 + 0.513848 + -5.460663 = 704.302303 EUR
2026-08-02 13:30 | 3.56 | 66.2245 | 5.4733 | 6.8607 | 89.2097 | -2.9539 | 未模拟 | 126.9456 | 135.7286 | -36 | 40 | 24 | 24 | 0.0023314 | 0.54912 | -32.04 | 662.2453 | 32.8397 | 41.164 | 0.20799 | 1.622 | 706.0392 | 706.0392 | 0 | 正式执行 | 1 | 1 | 0.25 | 31.25% | 13.71% | 0.03886% | 9.152% | 175 | 175 | 0.017 | 4.004 | 71.936 | 0.024397 | 9.5468 | 0 | 135.7286 | 0 | 5.2473 | 2026-07-31 | 2026-08-02 10:30 | 2026-08-02_51 | 15 | OK | 128 | 175 | 175 | 40 | 24 | 24 | 2026-08-02 | -36.000000 MW × 3.560000 × 0.250000 h = -32.040000 EUR | 40.000000 MW × 66.224535 × 0.250000 h = 662.245345 EUR | 24.000000 MW × 5.473291 × 0.250000 h = 32.839746 EUR | 24.000000 MW × 6.860671 × 0.250000 h = 41.164027 EUR | 0.002331 MWh × 89.209689 = 0.207986 EUR | −(0.549120 MWh × -2.953900) = 1.622046 EUR | -32.040000 + 662.245345 + 32.839746 + 41.164027 + 0.207986 + 1.622046 = 706.039150 EUR
2026-08-02 13:45 | 4.21 | 66.2245 | 5.4733 | 6.8607 | 0 | -22.4397 | 未模拟 | 135.7286 | 137.2034 | 0 | 40 | 24 | 24 | 0 | 1.6031 | 0 | 662.2453 | 32.8397 | 41.164 | 0 | 35.9723 | 772.2214 | 772.2214 | 0 | 正式执行 | 1 | 1 | 0.25 | 31.25% | 13.71% | 0% | 26.72% | 175 | 175 | 0 | 11.689 | 71.936 | 0.0040967 | 1.6031 | 0 | 137.2034 | 0 | 5.2473 | 2026-07-31 | 2026-08-02 10:45 | 2026-08-02_52 | 15 | OK | 128 | 175 | 175 | 40 | 24 | 24 | 2026-08-02 | 零头寸，无结算现金 | 40.000000 MW × 66.224535 × 0.250000 h = 662.245345 EUR | 24.000000 MW × 5.473291 × 0.250000 h = 32.839746 EUR | 24.000000 MW × 6.860671 × 0.250000 h = 41.164027 EUR | 零上调激活电量 | −(1.603063 MWh × -22.439731) = 35.972299 EUR | 0.000000 + 662.245345 + 32.839746 + 41.164027 + 0.000000 + 35.972299 = 772.221418 EUR
2026-08-02 14:00 | 4.21 | 66.2245 | 5.4733 | 6.8607 | 0 | -79.6888 | 未模拟 | 137.2034 | 142.5365 | -9.7215 | 40 | 24 | 24 | 0 | 3.3664 | -10.2319 | 662.2453 | 32.8397 | 41.164 | 0 | 268.268 | 994.2852 | 994.2852 | 0 | 正式执行 | 1 | 1 | 0.25 | 31.25% | 13.71% | 0% | 56.11% | 175 | 175 | 0 | 24.547 | 71.936 | 0.014814 | 5.7968 | 0 | 142.5365 | 0 | 5.2473 | 2026-07-31 | 2026-08-02 11:00 | 2026-08-02_53 | 15 | OK | 128 | 175 | 175 | 40 | 24 | 24 | 2026-08-02 | -9.721503 MW × 4.210000 × 0.250000 h = -10.231882 EUR | 40.000000 MW × 66.224535 × 0.250000 h = 662.245345 EUR | 24.000000 MW × 5.473291 × 0.250000 h = 32.839746 EUR | 24.000000 MW × 6.860671 × 0.250000 h = 41.164027 EUR | 零上调激活电量 | −(3.366446 MWh × -79.688792) = 268.267993 EUR | -10.231882 + 662.245345 + 32.839746 + 41.164027 + 0.000000 + 268.267993 = 994.285230 EUR
2026-08-02 14:15 | 2.74 | 66.2245 | 5.4733 | 6.8607 | 0 | -75.2052 | 未模拟 | 142.5365 | 152.6775 | -36 | 40 | 24 | 24 | 0 | 2.0229 | -24.66 | 662.2453 | 32.8397 | 41.164 | 0 | 152.1293 | 863.7184 | 863.7184 | 0 | 正式执行 | 1 | 1 | 0.25 | 31.25% | 13.71% | 0% | 33.71% | 175 | 175 | 0 | 14.75 | 71.936 | 0.02817 | 11.0229 | 0 | 152.6775 | 0 | 5.2473 | 2026-07-31 | 2026-08-02 11:15 | 2026-08-02_54 | 15 | OK | 128 | 175 | 175 | 40 | 24 | 24 | 2026-08-02 | -36.000000 MW × 2.740000 × 0.250000 h = -24.660000 EUR | 40.000000 MW × 66.224535 × 0.250000 h = 662.245345 EUR | 24.000000 MW × 5.473291 × 0.250000 h = 32.839746 EUR | 24.000000 MW × 6.860671 × 0.250000 h = 41.164027 EUR | 零上调激活电量 | −(2.022857 MWh × -75.205153) = 152.129281 EUR | -24.660000 + 662.245345 + 32.839746 + 41.164027 + 0.000000 + 152.129281 = 863.718400 EUR
2026-08-02 14:30 | 3.75 | 66.2245 | 5.4733 | 6.8607 | 0 | 18.3403 | 未模拟 | 152.6775 | 161.3882 | -36 | 40 | 24 | 24 | 0 | 0.46807 | -33.75 | 662.2453 | 32.8397 | 41.164 | 0 | -8.5845 | 693.9146 | 693.9146 | 0 | 正式执行 | 1 | 1 | 0.25 | 31.25% | 13.71% | 0% | 7.801% | 175 | 175 | 0 | 3.413 | 71.936 | 0.024196 | 9.4681 | 0 | 161.3882 | 0 | 5.2473 | 2026-07-31 | 2026-08-02 11:30 | 2026-08-02_55 | 15 | OK | 128 | 175 | 175 | 40 | 24 | 24 | 2026-08-02 | -36.000000 MW × 3.750000 × 0.250000 h = -33.750000 EUR | 40.000000 MW × 66.224535 × 0.250000 h = 662.245345 EUR | 24.000000 MW × 5.473291 × 0.250000 h = 32.839746 EUR | 24.000000 MW × 6.860671 × 0.250000 h = 41.164027 EUR | 零上调激活电量 | −(0.468069 MWh × 18.340289) = -8.584513 EUR | -33.750000 + 662.245345 + 32.839746 + 41.164027 + 0.000000 + -8.584513 = 693.914606 EUR
2026-08-02 14:45 | 2.42 | 66.2245 | 5.4733 | 6.8607 | 89.0363 | 5.1661 | 未模拟 | 161.3882 | 170.7414 | -36 | 40 | 24 | 24 | 0.0039771 | 1.1705 | -21.78 | 662.2453 | 32.8397 | 41.164 | 0.35411 | -6.047 | 708.7763 | 708.7763 | 0 | 正式执行 | 1 | 1 | 0.25 | 31.25% | 13.71% | 0.06629% | 19.51% | 175 | 175 | 0.029 | 8.535 | 71.936 | 0.025981 | 10.1665 | 0 | 170.7414 | 0 | 5.2473 | 2026-07-31 | 2026-08-02 11:45 | 2026-08-02_56 | 15 | OK | 128 | 175 | 175 | 40 | 24 | 24 | 2026-08-02 | -36.000000 MW × 2.420000 × 0.250000 h = -21.780000 EUR | 40.000000 MW × 66.224535 × 0.250000 h = 662.245345 EUR | 24.000000 MW × 5.473291 × 0.250000 h = 32.839746 EUR | 24.000000 MW × 6.860671 × 0.250000 h = 41.164027 EUR | 0.003977 MWh × 89.036266 = 0.354110 EUR | −(1.170514 MWh × 5.166085) = -6.046977 EUR | -21.780000 + 662.245345 + 32.839746 + 41.164027 + 0.354110 + -6.046977 = 708.776252 EUR
2026-08-02 15:00 | 5.1 | 66.2245 | 5.3628 | 6.8607 | 0 | -43.9632 | 未模拟 | 170.7414 | 164.4911 | 36 | 40 | 24 | 24 | 0 | 3.2497 | 45.9 | 662.2453 | 32.1765 | 41.164 | 0 | 142.8688 | 924.3547 | 924.3547 | 0 | 正式执行 | 1 | 1 | 0.25 | 31.25% | 13.71% | 0% | 54.16% | 175 | 175 | 0 | 23.696 | 71.936 | 0.017362 | 0 | 5.7503 | 164.4911 | 0 | 5.2473 | 2026-07-31 | 2026-08-02 12:00 | 2026-08-02_57 | 15 | OK | 128 | 175 | 175 | 40 | 24 | 24 | 2026-08-02 | 36.000000 MW × 5.100000 × 0.250000 h = 45.900000 EUR | 40.000000 MW × 66.224535 × 0.250000 h = 662.245345 EUR | 24.000000 MW × 5.362758 × 0.250000 h = 32.176548 EUR | 24.000000 MW × 6.860671 × 0.250000 h = 41.164027 EUR | 零上调激活电量 | −(3.249737 MWh × -43.963181) = 142.868782 EUR | 45.900000 + 662.245345 + 32.176548 + 41.164027 + 0.000000 + 142.868782 = 924.354703 EUR
2026-08-02 15:15 | 5.09 | 66.2245 | 5.3628 | 6.8607 | 110.4856 | -21.5703 | 未模拟 | 164.4911 | 155.8869 | 36 | 40 | 24 | 24 | 0.10615 | 1.1903 | 45.81 | 662.2453 | 32.1765 | 41.164 | 11.7279 | 25.6744 | 818.7982 | 818.7982 | 0 | 正式执行 | 1 | 1 | 0.25 | 31.25% | 13.71% | 1.769% | 19.84% | 175 | 175 | 0.774 | 8.679 | 71.936 | 0.023901 | 0 | 7.9159 | 155.8869 | 0 | 5.2473 | 2026-07-31 | 2026-08-02 12:15 | 2026-08-02_58 | 15 | OK | 128 | 175 | 175 | 40 | 24 | 24 | 2026-08-02 | 36.000000 MW × 5.090000 × 0.250000 h = 45.810000 EUR | 40.000000 MW × 66.224535 × 0.250000 h = 662.245345 EUR | 24.000000 MW × 5.362758 × 0.250000 h = 32.176548 EUR | 24.000000 MW × 6.860671 × 0.250000 h = 41.164027 EUR | 0.106149 MWh × 110.485583 = 11.727887 EUR | −(1.190263 MWh × -21.570331) = 25.674364 EUR | 45.810000 + 662.245345 + 32.176548 + 41.164027 + 11.727887 + 25.674364 = 818.798171 EUR
2026-08-02 15:30 | 3.9 | 66.2245 | 5.3628 | 6.8607 | 107.0612 | 0 | 未模拟 | 155.8869 | 163.9565 | -36 | 40 | 24 | 24 | 0.22862 | 0 | -35.1 | 662.2453 | 32.1765 | 41.164 | 24.476 | 0 | 724.9619 | 724.9619 | 0 | 正式执行 | 1 | 1 | 0.25 | 31.25% | 13.71% | 3.81% | 0% | 175 | 175 | 1.667 | 0 | 71.936 | 0.022416 | 8.7714 | 0 | 163.9565 | 0 | 5.2473 | 2026-07-31 | 2026-08-02 12:30 | 2026-08-02_59 | 15 | OK | 128 | 175 | 175 | 40 | 24 | 24 | 2026-08-02 | -36.000000 MW × 3.900000 × 0.250000 h = -35.100000 EUR | 40.000000 MW × 66.224535 × 0.250000 h = 662.245345 EUR | 24.000000 MW × 5.362758 × 0.250000 h = 32.176548 EUR | 24.000000 MW × 6.860671 × 0.250000 h = 41.164027 EUR | 0.228617 MWh × 107.061155 = 24.476015 EUR | 零下调激活电量 | -35.100000 + 662.245345 + 32.176548 + 41.164027 + 24.476015 + 0.000000 = 724.961936 EUR
2026-08-02 15:45 | 3.13 | 66.2245 | 5.3628 | 6.8607 | 117.1949 | 0 | 未模拟 | 163.9565 | 171.5943 | -36 | 40 | 24 | 24 | 0.69806 | 0 | -28.17 | 662.2453 | 32.1765 | 41.164 | 81.8088 | 0 | 789.2247 | 789.2247 | 0 | 正式执行 | 1 | 1 | 0.25 | 31.25% | 13.71% | 11.63% | 0% | 175 | 175 | 5.09 | 0 | 71.936 | 0.021216 | 8.3019 | 0 | 171.5943 | 0 | 5.2473 | 2026-07-31 | 2026-08-02 12:45 | 2026-08-02_60 | 15 | OK | 128 | 175 | 175 | 40 | 24 | 24 | 2026-08-02 | -36.000000 MW × 3.130000 × 0.250000 h = -28.170000 EUR | 40.000000 MW × 66.224535 × 0.250000 h = 662.245345 EUR | 24.000000 MW × 5.362758 × 0.250000 h = 32.176548 EUR | 24.000000 MW × 6.860671 × 0.250000 h = 41.164027 EUR | 0.698057 MWh × 117.194938 = 81.808764 EUR | 零下调激活电量 | -28.170000 + 662.245345 + 32.176548 + 41.164027 + 81.808764 + 0.000000 = 789.224684 EUR
2026-08-02 16:00 | 7.62 | 66.2245 | 5.2999 | 3.0073 | 128.8282 | 76.2297 | 未模拟 | 171.5943 | 171.2352 | 0 | 40 | 24 | 24 | 0.33559 | 0.0061714 | 0 | 662.2453 | 31.7992 | 18.0436 | 43.2333 | -0.47045 | 754.8509 | 754.8509 | 0 | 正式执行 | 1 | 1 | 0.25 | 31.25% | 13.71% | 5.593% | 0.1029% | 175 | 175 | 2.447 | 0.045 | 71.936 | 0.001029 | 0.0061714 | 0.33559 | 171.2352 | 0 | 5.2473 | 2026-07-31 | 2026-08-02 13:00 | 2026-08-02_61 | 15 | OK | 128 | 175 | 175 | 40 | 24 | 24 | 2026-08-02 | 零头寸，无结算现金 | 40.000000 MW × 66.224535 × 0.250000 h = 662.245345 EUR | 24.000000 MW × 5.299869 × 0.250000 h = 31.799211 EUR | 24.000000 MW × 3.007261 × 0.250000 h = 18.043565 EUR | 0.335589 MWh × 128.828159 = 43.233258 EUR | −(0.006171 MWh × 76.229680) = -0.470446 EUR | 0.000000 + 662.245345 + 31.799211 + 18.043565 + 43.233258 + -0.470446 = 754.850933 EUR
2026-08-02 16:15 | 7.14 | 66.2245 | 5.2999 | 3.0073 | 93.551 | 66.991 | 未模拟 | 171.2352 | 171.5905 | -1.5136 | 40 | 24 | 24 | 0.017829 | 0.028663 | -2.7019 | 662.2453 | 31.7992 | 18.0436 | 1.6679 | -1.9202 | 709.134 | 709.134 | 0 | 正式执行 | 1 | 1 | 0.25 | 31.25% | 13.71% | 0.2971% | 0.4777% | 175 | 175 | 0.13 | 0.209 | 71.936 | 0.0010879 | 0.40595 | 0.016704 | 171.5905 | 0 | 5.2473 | 2026-07-31 | 2026-08-02 13:15 | 2026-08-02_62 | 15 | OK | 128 | 175 | 175 | 40 | 24 | 24 | 2026-08-02 | -1.513646 MW × 7.140000 × 0.250000 h = -2.701858 EUR | 40.000000 MW × 66.224535 × 0.250000 h = 662.245345 EUR | 24.000000 MW × 5.299869 × 0.250000 h = 31.799211 EUR | 24.000000 MW × 3.007261 × 0.250000 h = 18.043565 EUR | 0.017829 MWh × 93.550969 = 1.667880 EUR | −(0.028663 MWh × 66.991024) = -1.920154 EUR | -2.701858 + 662.245345 + 31.799211 + 18.043565 + 1.667880 + -1.920154 = 709.133989 EUR
2026-08-02 16:30 | 7.94 | 66.2245 | 5.2999 | 3.0073 | 132.1767 | 76.2297 | 未模拟 | 171.5905 | 171.5946 | -2.8374 | 40 | 24 | 24 | 0.61563 | 0.0091886 | -5.6323 | 662.2453 | 31.7992 | 18.0436 | 81.3725 | -0.70044 | 787.1279 | 787.1279 | 0 | 正式执行 | 1 | 1 | 0.25 | 31.25% | 13.71% | 10.26% | 0.1531% | 175 | 175 | 4.489 | 0.067 | 71.936 | 0.0032893 | 0.64576 | 0.54285 | 171.5946 | 0 | 5.2473 | 2026-07-31 | 2026-08-02 13:30 | 2026-08-02_63 | 15 | OK | 128 | 175 | 175 | 40 | 24 | 24 | 2026-08-02 | -2.837436 MW × 7.940000 × 0.250000 h = -5.632310 EUR | 40.000000 MW × 66.224535 × 0.250000 h = 662.245345 EUR | 24.000000 MW × 5.299869 × 0.250000 h = 31.799211 EUR | 24.000000 MW × 3.007261 × 0.250000 h = 18.043565 EUR | 0.615634 MWh × 132.176739 = 81.372532 EUR | −(0.009189 MWh × 76.229680) = -0.700442 EUR | -5.632310 + 662.245345 + 31.799211 + 18.043565 + 81.372532 + -0.700442 = 787.127902 EUR
2026-08-02 16:45 | 8.47 | 66.2245 | 5.2999 | 3.0073 | 109.3389 | 76.2297 | 未模拟 | 171.5946 | 171.571 | -0.47971 | 40 | 24 | 24 | 0.1285 | 0.00576 | -1.0158 | 662.2453 | 31.7992 | 18.0436 | 14.0504 | -0.43908 | 724.6836 | 724.6836 | 0 | 正式执行 | 1 | 1 | 0.25 | 31.25% | 13.71% | 2.142% | 0.096% | 175 | 175 | 0.937 | 0.042 | 71.936 | 0.00069488 | 0.12312 | 0.12593 | 171.571 | 0 | 5.2473 | 2026-07-31 | 2026-08-02 13:45 | 2026-08-02_64 | 15 | OK | 128 | 175 | 175 | 40 | 24 | 24 | 2026-08-02 | -0.479714 MW × 8.470000 × 0.250000 h = -1.015795 EUR | 40.000000 MW × 66.224535 × 0.250000 h = 662.245345 EUR | 24.000000 MW × 5.299869 × 0.250000 h = 31.799211 EUR | 24.000000 MW × 3.007261 × 0.250000 h = 18.043565 EUR | 0.128503 MWh × 109.338898 = 14.050361 EUR | −(0.005760 MWh × 76.229680) = -0.439083 EUR | -1.015795 + 662.245345 + 31.799211 + 18.043565 + 14.050361 + -0.439083 = 724.683605 EUR
2026-08-02 17:00 | 12.63 | 60.0309 | 6.0336 | 3.0073 | 133.2114 | 76.2297 | 未模拟 | 171.571 | 171.5319 | 0.20655 | 40 | 24 | 24 | 0.011246 | 0.031817 | 0.65218 | 600.3087 | 36.2015 | 18.0436 | 1.4981 | -2.4254 | 654.2786 | 654.2786 | 0 | 正式执行 | 1 | 1 | 0.25 | 31.25% | 13.71% | 0.1874% | 0.5303% | 175 | 175 | 0.082 | 0.232 | 51.968 | 0.00026965 | 0.031543 | 0.062609 | 171.5319 | 0 | 5.2473 | 2026-07-31 | 2026-08-02 14:00 | 2026-08-02_65 | 15 | OK | 128 | 175 | 175 | 40 | 24 | 24 | 2026-08-02 | 0.206548 MW × 12.630000 × 0.250000 h = 0.652175 EUR | 40.000000 MW × 60.030873 × 0.250000 h = 600.308730 EUR | 24.000000 MW × 6.033579 × 0.250000 h = 36.201475 EUR | 24.000000 MW × 3.007261 × 0.250000 h = 18.043565 EUR | 0.011246 MWh × 133.211366 = 1.498057 EUR | −(0.031817 MWh × 76.229680) = -2.425411 EUR | 0.652175 + 600.308730 + 36.201475 + 18.043565 + 1.498057 + -2.425411 = 654.278592 EUR
2026-08-02 17:15 | 15.51 | 60.0309 | 6.0336 | 3.0073 | 172.3492 | 61.6144 | 未模拟 | 171.5319 | 171.6 | -3.1951 | 40 | 24 | 24 | 0.6827 | 0.06528 | -12.3892 | 600.3087 | 36.2015 | 18.0436 | 117.6623 | -4.0222 | 755.8047 | 755.8047 | 0 | 正式执行 | 1 | 1 | 0.25 | 31.25% | 13.71% | 11.38% | 1.088% | 175 | 175 | 4.978 | 0.476 | 51.968 | 0.0037628 | 0.77318 | 0.59181 | 171.6 | 0 | 5.2473 | 2026-07-31 | 2026-08-02 14:15 | 2026-08-02_66 | 15 | OK | 128 | 175 | 175 | 40 | 24 | 24 | 2026-08-02 | -3.195145 MW × 15.510000 × 0.250000 h = -12.389173 EUR | 40.000000 MW × 60.030873 × 0.250000 h = 600.308730 EUR | 24.000000 MW × 6.033579 × 0.250000 h = 36.201475 EUR | 24.000000 MW × 3.007261 × 0.250000 h = 18.043565 EUR | 0.682697 MWh × 172.349208 = 117.662312 EUR | −(0.065280 MWh × 61.614354) = -4.022185 EUR | -12.389173 + 600.308730 + 36.201475 + 18.043565 + 117.662312 + -4.022185 = 755.804724 EUR
2026-08-02 17:30 | 101.95 | 60.0309 | 6.0336 | 3.0073 | 180.6632 | 0 | 未模拟 | 171.6 | 170.6722 | -5.3278 | 40 | 24 | 24 | 2.0508 | 0 | -135.7929 | 600.3087 | 36.2015 | 18.0436 | 370.5103 | 0 | 889.2711 | 889.2711 | 0 | 正式执行 | 1 | 1 | 0.25 | 31.25% | 13.71% | 34.18% | 0% | 175 | 175 | 14.954 | 0 | 51.968 | 0.0070579 | 0.87669 | 1.5956 | 170.6722 | 0 | 5.2473 | 2026-07-31 | 2026-08-02 14:30 | 2026-08-02_67 | 15 | OK | 128 | 175 | 175 | 40 | 24 | 24 | 2026-08-02 | -5.327825 MW × 101.950000 × 0.250000 h = -135.792934 EUR | 40.000000 MW × 60.030873 × 0.250000 h = 600.308730 EUR | 24.000000 MW × 6.033579 × 0.250000 h = 36.201475 EUR | 24.000000 MW × 3.007261 × 0.250000 h = 18.043565 EUR | 2.050834 MWh × 180.663198 = 370.510281 EUR | 零下调激活电量 | -135.792934 + 600.308730 + 36.201475 + 18.043565 + 370.510281 + 0.000000 = 889.271118 EUR
2026-08-02 17:45 | 157.36 | 60.0309 | 6.0336 | 3.0073 | 183.3463 | 60.9837 | 未模拟 | 170.6722 | 157.8446 | 36 | 40 | 24 | 24 | 2.8076 | 0.0061714 | 1416.24 | 600.3087 | 36.2015 | 18.0436 | 514.761 | -0.37636 | 2585.1784 | 2585.1784 | 0 | 正式执行 | 1 | 1 | 0.25 | 31.25% | 13.71% | 46.79% | 0.1029% | 175 | 175 | 20.472 | 0.045 | 51.968 | 0.035632 | 0 | 11.8014 | 157.8446 | 0 | 5.2473 | 2026-07-31 | 2026-08-02 14:45 | 2026-08-02_68 | 15 | OK | 128 | 175 | 175 | 40 | 24 | 24 | 2026-08-02 | 36.000000 MW × 157.360000 × 0.250000 h = 1416.240000 EUR | 40.000000 MW × 60.030873 × 0.250000 h = 600.308730 EUR | 24.000000 MW × 6.033579 × 0.250000 h = 36.201475 EUR | 24.000000 MW × 3.007261 × 0.250000 h = 18.043565 EUR | 2.807589 MWh × 183.346292 = 514.760955 EUR | −(0.006171 MWh × 60.983744) = -0.376357 EUR | 1416.240000 + 600.308730 + 36.201475 + 18.043565 + 514.760955 + -0.376357 = 2585.178369 EUR
2026-08-02 18:00 | 60.92 | 60.0309 | 7.1275 | 2.5956 | 166.1632 | 72.0759 | 未模拟 | 157.8446 | 171.595 | -60 | 40 | 24 | 0 | 0.053897 | 0 | -913.8 | 600.3087 | 42.7649 | 0 | 8.9557 | 0 | -261.7707 | -261.7707 | 0 | 正式执行 | 1 | 1 | 0.25 | 31.25% | 13.71% | 0.8983% | 1.561% | 175 | 175 | 0.393 | 0.683 | 51.968 | 0.038196 | 14.9461 | 0 | 171.595 | 0 | 5.2473 | 2026-07-31 | 2026-08-02 15:00 | 2026-08-02_69 | 15 | OK | 128 | 175 | 175 | 40 | 24 | 24 | 2026-08-02 | -60.000000 MW × 60.920000 × 0.250000 h = -913.800000 EUR | 40.000000 MW × 60.030873 × 0.250000 h = 600.308730 EUR | 24.000000 MW × 7.127475 × 0.250000 h = 42.764850 EUR | 零头寸，无结算现金 | 0.053897 MWh × 166.163170 = 8.955720 EUR | 零下调激活电量 | -913.800000 + 600.308730 + 42.764850 + 0.000000 + 8.955720 + 0.000000 = -261.770699 EUR
2026-08-02 18:15 | 132.66 | 60.0309 | 7.1275 | 2.5956 | 226.0946 | 76.4203 | 未模拟 | 171.595 | 171.6 | -4.8735 | 40 | 24 | 0 | 1.0597 | 0 | -161.6282 | 600.3087 | 42.7649 | 0 | 239.5931 | 0 | 721.0385 | 721.0385 | 0 | 正式执行 | 1 | 1 | 0.25 | 31.25% | 13.71% | 17.66% | 0.4434% | 175 | 175 | 7.727 | 0.194 | 51.968 | 0.0051136 | 1.0032 | 0.84452 | 171.6 | 0 | 5.2473 | 2026-07-31 | 2026-08-02 15:15 | 2026-08-02_70 | 15 | OK | 128 | 175 | 175 | 40 | 24 | 24 | 2026-08-02 | -4.873456 MW × 132.660000 × 0.250000 h = -161.628176 EUR | 40.000000 MW × 60.030873 × 0.250000 h = 600.308730 EUR | 24.000000 MW × 7.127475 × 0.250000 h = 42.764850 EUR | 零头寸，无结算现金 | 1.059703 MWh × 226.094563 = 239.593054 EUR | 零下调激活电量 | -161.628176 + 600.308730 + 42.764850 + 0.000000 + 239.593054 + 0.000000 = 721.038459 EUR
2026-08-02 18:30 | 145.74 | 60.0309 | 7.1275 | 2.5956 | 228.6523 | 0 | 未模拟 | 171.6 | 171.6 | -13.717 | 40 | 24 | 0 | 3.1819 | 0 | -499.7794 | 600.3087 | 42.7649 | 0 | 727.5375 | 0 | 870.8317 | 870.8317 | 0 | 正式执行 | 1 | 1 | 0.25 | 31.25% | 13.71% | 53.03% | 0% | 175 | 175 | 23.201 | 0 | 51.968 | 0.0082324 | 1.6107 | 1.3633 | 171.6 | 0 | 5.2473 | 2026-07-31 | 2026-08-02 15:30 | 2026-08-02_71 | 15 | OK | 128 | 175 | 175 | 40 | 24 | 24 | 2026-08-02 | -13.717014 MW × 145.740000 × 0.250000 h = -499.779415 EUR | 40.000000 MW × 60.030873 × 0.250000 h = 600.308730 EUR | 24.000000 MW × 7.127475 × 0.250000 h = 42.764850 EUR | 零头寸，无结算现金 | 3.181851 MWh × 228.652259 = 727.537518 EUR | 零下调激活电量 | -499.779415 + 600.308730 + 42.764850 + 0.000000 + 727.537518 + 0.000000 = 870.831684 EUR
2026-08-02 18:45 | 181.46 | 60.0309 | 7.1275 | 2.5956 | 223.7313 | 0 | 未模拟 | 171.6 | 171.5851 | -7.511 | 40 | 24 | 0 | 1.684 | 0 | -340.7371 | 600.3087 | 42.7649 | 0 | 376.7583 | 0 | 679.0948 | 679.0948 | 0 | 正式执行 | 1 | 1 | 0.25 | 31.25% | 13.71% | 28.07% | 0% | 175 | 175 | 12.279 | 0 | 51.968 | 0.0069451 | 1.3507 | 1.157 | 171.5851 | 0 | 5.2473 | 2026-07-31 | 2026-08-02 15:45 | 2026-08-02_72 | 15 | OK | 128 | 175 | 175 | 40 | 24 | 24 | 2026-08-02 | -7.511013 MW × 181.460000 × 0.250000 h = -340.737110 EUR | 40.000000 MW × 60.030873 × 0.250000 h = 600.308730 EUR | 24.000000 MW × 7.127475 × 0.250000 h = 42.764850 EUR | 零头寸，无结算现金 | 1.683977 MWh × 223.731252 = 376.758315 EUR | 零下调激活电量 | -340.737110 + 600.308730 + 42.764850 + 0.000000 + 376.758315 + 0.000000 = 679.094785 EUR
2026-08-02 19:00 | 186.08 | 60.0309 | 7.1027 | 2.851 | 217.5986 | 80.0412 | 未模拟 | 171.5851 | 171.3044 | 0 | 40 | 24 | 24 | 0.27195 | 0.016183 | 0 | 600.3087 | 42.6162 | 17.1059 | 59.1769 | -1.2953 | 717.9124 | 717.9124 | 0 | 正式执行 | 1 | 1 | 0.25 | 31.25% | 13.71% | 4.533% | 0.2697% | 175 | 175 | 1.983 | 0.118 | 91.904 | 0.00086247 | 0.016183 | 0.27195 | 171.3044 | 0 | 5.2473 | 2026-07-31 | 2026-08-02 16:00 | 2026-08-02_73 | 15 | OK | 128 | 175 | 175 | 40 | 24 | 24 | 2026-08-02 | 零头寸，无结算现金 | 40.000000 MW × 60.030873 × 0.250000 h = 600.308730 EUR | 24.000000 MW × 7.102700 × 0.250000 h = 42.616203 EUR | 24.000000 MW × 2.850990 × 0.250000 h = 17.105940 EUR | 0.271954 MWh × 217.598575 = 59.176865 EUR | −(0.016183 MWh × 80.041164) = -1.295295 EUR | 0.000000 + 600.308730 + 42.616203 + 17.105940 + 59.176865 + -1.295295 = 717.912443 EUR
2026-08-02 19:15 | 212.63 | 60.0309 | 7.1027 | 2.851 | 239.5342 | 80.0412 | 未模拟 | 171.3044 | 160.9027 | 36 | 40 | 24 | 24 | 0.57285 | 0.0032914 | 1913.67 | 600.3087 | 42.6162 | 17.1059 | 137.2162 | -0.26345 | 2710.6536 | 2710.6536 | 0 | 正式执行 | 1 | 1 | 0.25 | 31.25% | 13.71% | 9.547% | 0.05486% | 175 | 175 | 4.177 | 0.024 | 91.904 | 0.028894 | 0 | 9.5696 | 160.9027 | 0 | 5.2473 | 2026-07-31 | 2026-08-02 16:15 | 2026-08-02_74 | 15 | OK | 128 | 175 | 175 | 40 | 24 | 24 | 2026-08-02 | 36.000000 MW × 212.630000 × 0.250000 h = 1913.670000 EUR | 40.000000 MW × 60.030873 × 0.250000 h = 600.308730 EUR | 24.000000 MW × 7.102700 × 0.250000 h = 42.616203 EUR | 24.000000 MW × 2.850990 × 0.250000 h = 17.105940 EUR | 0.572846 MWh × 239.534237 = 137.216161 EUR | −(0.003291 MWh × 80.041164) = -0.263450 EUR | 1913.670000 + 600.308730 + 42.616203 + 17.105940 + 137.216161 + -0.263450 = 2710.653584 EUR
2026-08-02 19:30 | 197.63 | 60.0309 | 7.1027 | 2.851 | 242.4834 | 0 | 未模拟 | 160.9027 | 159.6218 | 0 | 40 | 24 | 24 | 1.1785 | 0 | 0 | 600.3087 | 42.6162 | 17.1059 | 285.759 | 0 | 945.7899 | 945.7899 | 0 | 正式执行 | 1 | 1 | 0.25 | 31.25% | 13.71% | 19.64% | 0% | 175 | 175 | 8.593 | 0 | 91.904 | 0.0035582 | 0 | 1.1785 | 159.6218 | 0 | 5.2473 | 2026-07-31 | 2026-08-02 16:30 | 2026-08-02_75 | 15 | OK | 128 | 175 | 175 | 40 | 24 | 24 | 2026-08-02 | 零头寸，无结算现金 | 40.000000 MW × 60.030873 × 0.250000 h = 600.308730 EUR | 24.000000 MW × 7.102700 × 0.250000 h = 42.616203 EUR | 24.000000 MW × 2.850990 × 0.250000 h = 17.105940 EUR | 1.178469 MWh × 242.483372 = 285.759033 EUR | 零下调激活电量 | 0.000000 + 600.308730 + 42.616203 + 17.105940 + 285.759033 + 0.000000 = 945.789906 EUR
2026-08-02 19:45 | 215.78 | 60.0309 | 7.1027 | 2.851 | 228.9749 | 0 | 未模拟 | 159.6218 | 148.1615 | 36 | 40 | 24 | 24 | 1.5434 | 0 | 1942.02 | 600.3087 | 42.6162 | 17.1059 | 353.4012 | 0 | 2955.452 | 2955.452 | 0 | 正式执行 | 1 | 1 | 0.25 | 31.25% | 13.71% | 25.72% | 0% | 175 | 175 | 11.254 | 0 | 91.904 | 0.031834 | 0 | 10.5434 | 148.1615 | 0 | 5.2473 | 2026-07-31 | 2026-08-02 16:45 | 2026-08-02_76 | 15 | OK | 128 | 175 | 175 | 40 | 24 | 24 | 2026-08-02 | 36.000000 MW × 215.780000 × 0.250000 h = 1942.020000 EUR | 40.000000 MW × 60.030873 × 0.250000 h = 600.308730 EUR | 24.000000 MW × 7.102700 × 0.250000 h = 42.616203 EUR | 24.000000 MW × 2.850990 × 0.250000 h = 17.105940 EUR | 1.543406 MWh × 228.974901 = 353.401171 EUR | 零下调激活电量 | 1942.020000 + 600.308730 + 42.616203 + 17.105940 + 353.401171 + 0.000000 = 2955.452044 EUR
2026-08-02 20:00 | 212.83 | 60.0309 | 3.9144 | 2.851 | 218.4613 | 80.0412 | 未模拟 | 148.1615 | 131.8612 | 60 | 40 | 0 | 24 | 0 | 0.0037029 | 3192.45 | 600.3087 | 0 | 17.1059 | 0 | -0.29638 | 3809.5683 | 3809.5683 | 0 | 正式执行 | 1 | 1 | 0.25 | 31.25% | 13.71% | 5.646% | 0.06171% | 175 | 175 | 2.47 | 0.027 | 91.904 | 0.045279 | 0 | 14.9963 | 131.8612 | 0 | 5.2473 | 2026-07-31 | 2026-08-02 17:00 | 2026-08-02_77 | 15 | OK | 128 | 175 | 175 | 40 | 24 | 24 | 2026-08-02 | 60.000000 MW × 212.830000 × 0.250000 h = 3192.450000 EUR | 40.000000 MW × 60.030873 × 0.250000 h = 600.308730 EUR | 零头寸，无结算现金 | 24.000000 MW × 2.850990 × 0.250000 h = 17.105940 EUR | 零上调激活电量 | −(0.003703 MWh × 80.041164) = -0.296381 EUR | 3192.450000 + 600.308730 + 0.000000 + 17.105940 + 0.000000 + -0.296381 = 3809.568289 EUR
2026-08-02 20:15 | 215.16 | 60.0309 | 3.9144 | 2.851 | 225.5817 | 71.9368 | 未模拟 | 131.8612 | 116.0267 | 60 | 40 | 0 | 24 | 0 | 0.43227 | 3227.4 | 600.3087 | 0 | 17.1059 | 0 | -31.0964 | 3813.7182 | 3813.7182 | 0 | 正式执行 | 1 | 1 | 0.25 | 31.25% | 13.71% | 2.635% | 7.205% | 175 | 175 | 1.153 | 3.152 | 91.904 | 0.043985 | 0 | 14.5677 | 116.0267 | 0 | 5.2473 | 2026-07-31 | 2026-08-02 17:15 | 2026-08-02_78 | 15 | OK | 128 | 175 | 175 | 40 | 24 | 24 | 2026-08-02 | 60.000000 MW × 215.160000 × 0.250000 h = 3227.400000 EUR | 40.000000 MW × 60.030873 × 0.250000 h = 600.308730 EUR | 零头寸，无结算现金 | 24.000000 MW × 2.850990 × 0.250000 h = 17.105940 EUR | 零上调激活电量 | −(0.432274 MWh × 71.936806) = -31.096431 EUR | 3227.400000 + 600.308730 + 0.000000 + 17.105940 + 0.000000 + -31.096431 = 3813.718239 EUR
2026-08-02 20:30 | 215.16 | 60.0309 | 3.9144 | 2.851 | 176.4547 | 80.0412 | 未模拟 | 116.0267 | 99.7243 | 60 | 40 | 0 | 24 | 0 | 0.0017829 | 3227.4 | 600.3087 | 0 | 17.1059 | 0 | -0.1427 | 3844.672 | 3844.672 | 0 | 正式执行 | 1 | 1 | 0.25 | 31.25% | 13.71% | 1.129% | 0.02971% | 175 | 175 | 0.494 | 0.013 | 91.904 | 0.045284 | 0 | 14.9982 | 99.7243 | 0 | 5.2473 | 2026-07-31 | 2026-08-02 17:30 | 2026-08-02_79 | 15 | OK | 128 | 175 | 175 | 40 | 24 | 24 | 2026-08-02 | 60.000000 MW × 215.160000 × 0.250000 h = 3227.400000 EUR | 40.000000 MW × 60.030873 × 0.250000 h = 600.308730 EUR | 零头寸，无结算现金 | 24.000000 MW × 2.850990 × 0.250000 h = 17.105940 EUR | 零上调激活电量 | −(0.001783 MWh × 80.041164) = -0.142702 EUR | 3227.400000 + 600.308730 + 0.000000 + 17.105940 + 0.000000 + -0.142702 = 3844.671968 EUR
2026-08-02 20:45 | 219.92 | 60.0309 | 3.9144 | 2.851 | 222.1335 | 80.0412 | 未模拟 | 99.7243 | 83.4246 | 60 | 40 | 0 | 24 | 0 | 0.0042514 | 3298.8 | 600.3087 | 0 | 17.1059 | 0 | -0.34029 | 3915.8744 | 3915.8744 | 0 | 正式执行 | 1 | 1 | 0.25 | 31.25% | 13.71% | 5.435% | 0.07086% | 175 | 175 | 2.378 | 0.031 | 91.904 | 0.045277 | 0 | 14.9957 | 83.4246 | 0 | 5.2473 | 2026-07-31 | 2026-08-02 17:45 | 2026-08-02_80 | 15 | OK | 128 | 175 | 175 | 40 | 24 | 24 | 2026-08-02 | 60.000000 MW × 219.920000 × 0.250000 h = 3298.800000 EUR | 40.000000 MW × 60.030873 × 0.250000 h = 600.308730 EUR | 零头寸，无结算现金 | 24.000000 MW × 2.850990 × 0.250000 h = 17.105940 EUR | 零上调激活电量 | −(0.004251 MWh × 80.041164) = -0.340289 EUR | 3298.800000 + 600.308730 + 0.000000 + 17.105940 + 0.000000 + -0.340289 = 3915.874381 EUR
2026-08-02 21:00 | 215.16 | 60.0309 | 7.0246 | 2.851 | 228.689 | 0 | 未模拟 | 83.4246 | 72.6328 | 36 | 40 | 24 | 24 | 0.92846 | 0 | 1936.44 | 600.3087 | 42.1474 | 17.1059 | 212.328 | 0 | 2808.33 | 2808.33 | 0 | 正式执行 | 1 | 1 | 0.25 | 31.25% | 13.71% | 15.47% | 0% | 175 | 175 | 6.77 | 0 | 91.904 | 0.029977 | 0 | 9.9285 | 72.6328 | 0 | 5.2473 | 2026-07-31 | 2026-08-02 18:00 | 2026-08-02_81 | 15 | OK | 128 | 175 | 175 | 40 | 24 | 24 | 2026-08-02 | 36.000000 MW × 215.160000 × 0.250000 h = 1936.440000 EUR | 40.000000 MW × 60.030873 × 0.250000 h = 600.308730 EUR | 24.000000 MW × 7.024565 × 0.250000 h = 42.147390 EUR | 24.000000 MW × 2.850990 × 0.250000 h = 17.105940 EUR | 0.928457 MWh × 228.689040 = 212.327973 EUR | 零下调激活电量 | 1936.440000 + 600.308730 + 42.147390 + 17.105940 + 212.327973 + 0.000000 = 2808.330033 EUR
2026-08-02 21:15 | 217.54 | 60.0309 | 7.0246 | 2.851 | 228.689 | 0 | 未模拟 | 72.6328 | 61.189 | 36 | 40 | 24 | 24 | 1.5283 | 0 | 1957.86 | 600.3087 | 42.1474 | 17.1059 | 349.51 | 0 | 2966.9321 | 2966.9321 | 0 | 正式执行 | 1 | 1 | 0.25 | 31.25% | 13.71% | 25.47% | 0% | 175 | 175 | 11.144 | 0 | 91.904 | 0.031788 | 0 | 10.5283 | 61.189 | 0 | 5.2473 | 2026-07-31 | 2026-08-02 18:15 | 2026-08-02_82 | 15 | OK | 128 | 175 | 175 | 40 | 24 | 24 | 2026-08-02 | 36.000000 MW × 217.540000 × 0.250000 h = 1957.860000 EUR | 40.000000 MW × 60.030873 × 0.250000 h = 600.308730 EUR | 24.000000 MW × 7.024565 × 0.250000 h = 42.147390 EUR | 24.000000 MW × 2.850990 × 0.250000 h = 17.105940 EUR | 1.528320 MWh × 228.689040 = 349.510034 EUR | 零下调激活电量 | 1957.860000 + 600.308730 + 42.147390 + 17.105940 + 349.510034 + 0.000000 = 2966.932094 EUR
2026-08-02 21:30 | 208.75 | 60.0309 | 7.0246 | 2.851 | 219.4193 | 80.0412 | 未模拟 | 61.189 | 50.8915 | 36 | 40 | 24 | 24 | 0.47424 | 0.00054857 | 1878.75 | 600.3087 | 42.1474 | 17.1059 | 104.0574 | -0.043908 | 2642.3256 | 2642.3256 | 0 | 正式执行 | 1 | 1 | 0.25 | 31.25% | 13.71% | 7.904% | 0.009143% | 175 | 175 | 3.458 | 0.004 | 91.904 | 0.028604 | 0 | 9.4737 | 50.8915 | 0 | 5.2473 | 2026-07-31 | 2026-08-02 18:30 | 2026-08-02_83 | 15 | OK | 128 | 175 | 175 | 40 | 24 | 24 | 2026-08-02 | 36.000000 MW × 208.750000 × 0.250000 h = 1878.750000 EUR | 40.000000 MW × 60.030873 × 0.250000 h = 600.308730 EUR | 24.000000 MW × 7.024565 × 0.250000 h = 42.147390 EUR | 24.000000 MW × 2.850990 × 0.250000 h = 17.105940 EUR | 0.474240 MWh × 219.419320 = 104.057419 EUR | −(0.000549 MWh × 80.041164) = -0.043908 EUR | 1878.750000 + 600.308730 + 42.147390 + 17.105940 + 104.057419 + -0.043908 = 2642.325571 EUR
2026-08-02 21:45 | 197.01 | 60.0309 | 7.0246 | 2.851 | 184.647 | 72.2554 | 未模拟 | 50.8915 | 51.1276 | 0 | 40 | 24 | 24 | 0.069669 | 0.33902 | 0 | 600.3087 | 42.1474 | 17.1059 | 12.8641 | -24.4958 | 647.9303 | 647.9303 | 0 | 正式执行 | 1 | 1 | 0.25 | 31.25% | 13.71% | 1.161% | 5.65% | 175 | 175 | 0.508 | 2.472 | 91.904 | 0.0010767 | 0.33902 | 0.069669 | 51.1276 | 0 | 5.2473 | 2026-07-31 | 2026-08-02 18:45 | 2026-08-02_84 | 15 | OK | 128 | 175 | 175 | 40 | 24 | 24 | 2026-08-02 | 零头寸，无结算现金 | 40.000000 MW × 60.030873 × 0.250000 h = 600.308730 EUR | 24.000000 MW × 7.024565 × 0.250000 h = 42.147390 EUR | 24.000000 MW × 2.850990 × 0.250000 h = 17.105940 EUR | 0.069669 MWh × 184.646961 = 12.864090 EUR | −(0.339017 MWh × 72.255446) = -24.495835 EUR | 0.000000 + 600.308730 + 42.147390 + 17.105940 + 12.864090 + -24.495835 = 647.930316 EUR
2026-08-02 22:00 | 201.42 | 66.2245 | 3.9144 | 2.5937 | 169.0233 | 76.4203 | 未模拟 | 51.1276 | 51.3092 | 0 | 40 | 24 | 24 | 0.029349 | 0.23205 | 0 | 662.2453 | 23.4864 | 15.5623 | 4.9606 | -17.733 | 688.5216 | 688.5216 | 0 | 正式执行 | 1 | 1 | 0.25 | 31.25% | 13.71% | 0.4891% | 3.867% | 175 | 175 | 0.214 | 1.692 | 131.968 | 0.00068162 | 0.23205 | 0.029349 | 51.3092 | 0 | 5.2473 | 2026-07-31 | 2026-08-02 19:00 | 2026-08-02_85 | 15 | OK | 128 | 175 | 175 | 40 | 24 | 24 | 2026-08-02 | 零头寸，无结算现金 | 40.000000 MW × 66.224535 × 0.250000 h = 662.245345 EUR | 24.000000 MW × 3.914394 × 0.250000 h = 23.486364 EUR | 24.000000 MW × 2.593715 × 0.250000 h = 15.562289 EUR | 0.029349 MWh × 169.023307 = 4.960593 EUR | −(0.232046 MWh × 76.420254) = -17.732992 EUR | 0.000000 + 662.245345 + 23.486364 + 15.562289 + 4.960593 + -17.732992 = 688.521599 EUR
2026-08-02 22:15 | 204.65 | 66.2245 | 3.9144 | 2.5937 | 152.4594 | 72.4811 | 未模拟 | 51.3092 | 51.7231 | 0 | 40 | 24 | 24 | 0.0034286 | 0.45394 | 0 | 662.2453 | 23.4864 | 15.5623 | 0.52272 | -32.9023 | 668.9144 | 668.9144 | 0 | 正式执行 | 1 | 1 | 0.25 | 31.25% | 13.71% | 0.05714% | 7.566% | 175 | 175 | 0.025 | 3.31 | 131.968 | 0.0011704 | 0.45394 | 0.0034286 | 51.7231 | 0 | 5.2473 | 2026-07-31 | 2026-08-02 19:15 | 2026-08-02_86 | 15 | OK | 128 | 175 | 175 | 40 | 24 | 24 | 2026-08-02 | 零头寸，无结算现金 | 40.000000 MW × 66.224535 × 0.250000 h = 662.245345 EUR | 24.000000 MW × 3.914394 × 0.250000 h = 23.486364 EUR | 24.000000 MW × 2.593715 × 0.250000 h = 15.562289 EUR | 0.003429 MWh × 152.459360 = 0.522718 EUR | −(0.453943 MWh × 72.481086) = -32.902271 EUR | 0.000000 + 662.245345 + 23.486364 + 15.562289 + 0.522718 + -32.902271 = 668.914446 EUR
2026-08-02 22:30 | 206.96 | 66.2245 | 3.9144 | 2.5937 | 189.7803 | 76.4203 | 未模拟 | 51.7231 | 51.6334 | 0 | 40 | 24 | 24 | 0.1536 | 0.083931 | 0 | 662.2453 | 23.4864 | 15.5623 | 29.1502 | -6.4141 | 724.0302 | 724.0302 | 0 | 正式执行 | 1 | 1 | 0.25 | 31.25% | 13.71% | 2.56% | 1.399% | 175 | 175 | 1.12 | 0.612 | 131.968 | 0.00067826 | 0.083931 | 0.1536 | 51.6334 | 0 | 5.2473 | 2026-07-31 | 2026-08-02 19:30 | 2026-08-02_87 | 15 | OK | 128 | 175 | 175 | 40 | 24 | 24 | 2026-08-02 | 零头寸，无结算现金 | 40.000000 MW × 66.224535 × 0.250000 h = 662.245345 EUR | 24.000000 MW × 3.914394 × 0.250000 h = 23.486364 EUR | 24.000000 MW × 2.593715 × 0.250000 h = 15.562289 EUR | 0.153600 MWh × 189.780268 = 29.150249 EUR | −(0.083931 MWh × 76.420254) = -6.414061 EUR | 0.000000 + 662.245345 + 23.486364 + 15.562289 + 29.150249 + -6.414061 = 724.030187 EUR
2026-08-02 22:45 | 208.16 | 66.2245 | 3.9144 | 2.5937 | 217.5791 | 76.4203 | 未模拟 | 51.6334 | 47.104 | 12.2939 | 40 | 24 | 24 | 1.1675 | 0.079954 | 639.7726 | 662.2453 | 23.4864 | 15.5623 | 254.023 | -6.1101 | 1588.9795 | 1588.9795 | 0 | 正式执行 | 1 | 1 | 0.25 | 31.25% | 13.71% | 19.46% | 1.333% | 175 | 175 | 8.513 | 0.583 | 131.968 | 0.012781 | 0.038998 | 4.2 | 47.104 | 0 | 5.2473 | 2026-07-31 | 2026-08-02 19:45 | 2026-08-02_88 | 15 | OK | 128 | 175 | 175 | 40 | 24 | 24 | 2026-08-02 | 12.293863 MW × 208.160000 × 0.250000 h = 639.772620 EUR | 40.000000 MW × 66.224535 × 0.250000 h = 662.245345 EUR | 24.000000 MW × 3.914394 × 0.250000 h = 23.486364 EUR | 24.000000 MW × 2.593715 × 0.250000 h = 15.562289 EUR | 1.167497 MWh × 217.579136 = 254.023020 EUR | −(0.079954 MWh × 76.420254) = -6.110127 EUR | 639.772620 + 662.245345 + 23.486364 + 15.562289 + 254.023020 + -6.110127 = 1588.979512 EUR
2026-08-02 23:00 | 204.49 | 66.2245 | 7.1275 | 2.5937 | 223.5089 | 76.4203 | 未模拟 | 47.104 | 45.393 | 0 | 40 | 24 | 24 | 1.5889 | 0.017417 | 0 | 662.2453 | 42.7649 | 15.5623 | 355.1415 | -1.331 | 1074.383 | 1074.383 | 0 | 正式执行 | 1 | 1 | 0.25 | 31.25% | 13.71% | 26.48% | 0.2903% | 175 | 175 | 11.586 | 0.127 | 131.968 | 0.004842 | 0.017417 | 1.5889 | 45.393 | 0 | 5.2473 | 2026-07-31 | 2026-08-02 20:00 | 2026-08-02_89 | 15 | OK | 128 | 175 | 175 | 40 | 24 | 24 | 2026-08-02 | 零头寸，无结算现金 | 40.000000 MW × 66.224535 × 0.250000 h = 662.245345 EUR | 24.000000 MW × 7.127475 × 0.250000 h = 42.764850 EUR | 24.000000 MW × 2.593715 × 0.250000 h = 15.562289 EUR | 1.588937 MWh × 223.508852 = 355.141517 EUR | −(0.017417 MWh × 76.420254) = -1.331022 EUR | 0.000000 + 662.245345 + 42.764850 + 15.562289 + 355.141517 + -1.331022 = 1074.382979 EUR
2026-08-02 23:15 | 211.53 | 66.2245 | 7.1275 | 2.5937 | 224.4284 | 0 | 未模拟 | 45.393 | 33.5149 | 36 | 40 | 24 | 24 | 1.9278 | 0 | 1903.77 | 662.2453 | 42.7649 | 15.5623 | 432.6569 | 0 | 3056.9993 | 3056.9993 | 0 | 正式执行 | 1 | 1 | 0.25 | 31.25% | 13.71% | 32.13% | 0% | 175 | 175 | 14.057 | 0 | 131.968 | 0.032995 | 0 | 10.9278 | 33.5149 | 0 | 5.2473 | 2026-07-31 | 2026-08-02 20:15 | 2026-08-02_90 | 15 | OK | 128 | 175 | 175 | 40 | 24 | 24 | 2026-08-02 | 36.000000 MW × 211.530000 × 0.250000 h = 1903.770000 EUR | 40.000000 MW × 66.224535 × 0.250000 h = 662.245345 EUR | 24.000000 MW × 7.127475 × 0.250000 h = 42.764850 EUR | 24.000000 MW × 2.593715 × 0.250000 h = 15.562289 EUR | 1.927817 MWh × 224.428373 = 432.656864 EUR | 零下调激活电量 | 1903.770000 + 662.245345 + 42.764850 + 15.562289 + 432.656864 + 0.000000 = 3056.999349 EUR
2026-08-02 23:30 | 208.43 | 66.2245 | 7.1275 | 2.5937 | 211.8451 | 0 | 未模拟 | 33.5149 | 32.6598 | 0 | 40 | 24 | 24 | 0.78665 | 0 | 0 | 662.2453 | 42.7649 | 15.5623 | 166.6483 | 0 | 887.2208 | 887.2208 | 0 | 正式执行 | 1 | 1 | 0.25 | 31.25% | 13.71% | 13.11% | 0% | 175 | 175 | 5.736 | 0 | 131.968 | 0.0023752 | 0 | 0.78665 | 32.6598 | 0 | 5.2473 | 2026-07-31 | 2026-08-02 20:30 | 2026-08-02_91 | 15 | OK | 128 | 175 | 175 | 40 | 24 | 24 | 2026-08-02 | 零头寸，无结算现金 | 40.000000 MW × 66.224535 × 0.250000 h = 662.245345 EUR | 24.000000 MW × 7.127475 × 0.250000 h = 42.764850 EUR | 24.000000 MW × 2.593715 × 0.250000 h = 15.562289 EUR | 0.786651 MWh × 211.845139 = 166.648282 EUR | 零下调激活电量 | 0.000000 + 662.245345 + 42.764850 + 15.562289 + 166.648282 + 0.000000 = 887.220766 EUR
2026-08-02 23:45 | 183.75 | 66.2245 | 7.1275 | 2.5937 | 218.7485 | 76.4203 | 未模拟 | 32.6598 | 31.7391 | 0 | 40 | 24 | 24 | 0.85193 | 0.00576 | 0 | 662.2453 | 42.7649 | 15.5623 | 186.3587 | -0.44018 | 906.491 | 906.491 | 0 | 正式执行 | 1 | 1 | 0.25 | 31.25% | 13.71% | 14.2% | 0.096% | 175 | 175 | 6.212 | 0.042 | 131.968 | 0.002587 | 0.00576 | 0.85193 | 31.7391 | 0 | 5.2473 | 2026-07-31 | 2026-08-02 20:45 | 2026-08-02_92 | 15 | OK | 128 | 175 | 175 | 40 | 24 | 24 | 2026-08-02 | 零头寸，无结算现金 | 40.000000 MW × 66.224535 × 0.250000 h = 662.245345 EUR | 24.000000 MW × 7.127475 × 0.250000 h = 42.764850 EUR | 24.000000 MW × 2.593715 × 0.250000 h = 15.562289 EUR | 0.851931 MWh × 218.748499 = 186.358721 EUR | −(0.005760 MWh × 76.420254) = -0.440181 EUR | 0.000000 + 662.245345 + 42.764850 + 15.562289 + 186.358721 + -0.440181 = 906.491026 EUR
当日现金及电量合计 | [13 empty] | 48.0817 | 53.2567 | 22387.4701 | 61841.3279 | 3527.6199 | 2074.8957 | 9593.7193 | 1655.097 | 101080.1299 | 101080.1299
承接前日末SOC MWh | 31.7391
当日期末SOC MWh | 31.7391
两天正式现金合计 EUR | 208618.5523
容量现金=中标预留MW×价格×时长；月份额只限制MW，不再次乘现金。
FCR对称容量只计一次；激活电量已为MWh，不再乘0.25小时。
逐行现金公式在Q—W，含取值的过程在BE—BK；显示精度不改变底层数值。

## 两日求解价格与决策
两次MILP求解的价格、决策与现金
首192行：8月1日求解，8月1日执行及8月2日冻结计划；后192行：8月2日求解及8月3日计划。
六类现金在本表通过Excel公式计算，日审计表链接执行部分。8月3日不计入两天现金。
1hr
2640
时间 Bucharest | DA价格 EUR/MWh | FCR容量价 EUR/(MW·h) | aFRR上容量价 EUR/(MW·h) | aFRR下容量价 EUR/(MW·h) | aFRR上激活价 EUR/MWh | aFRR下激活价 EUR/MWh | FCR激活 未纳入模型 | 起SOC MWh | 末SOC MWh | DA净申报 MW | FCR中标预留 MW | aFRR上中标 MW | aFRR下中标 MW | 上调激活 MWh | 下调激活 MWh | DA现金 EUR | FCR容量现金 EUR | aFRR上容量现金 EUR | aFRR下容量现金 EUR | aFRR上激活现金 EUR | aFRR下激活现金 EUR | 总现金 EUR | 原账本总现金 EUR | 现金差异 EUR | 执行或计划 | aFRR小时有效 1/0 | FCR小时有效 1/0 | 时长h | FCR月份额 | aFRR月份额 | 有效α上 | 有效α下 | 系统上采购 MW | 系统下采购 MW | 系统上激活 MWh | 系统下激活 MWh | 系统FCR采购 MW | EFC复算 | AC充电 MWh | AC放电 MWh | 相位复算末SOC MWh | SOC差异 MWh | 汇率 RON/EUR | 汇率来源日 | UTC起点 | DA原生订单ID | DA原生分钟 | aFRR门禁原因 | FCR需求 MW | aFRR上需求 MW | aFRR下需求 MW | FCR最终容量上限 MW | aFRR上最终上限 MW | aFRR下最终上限 MW | 求解窗口起日 | DA现金计算过程 | FCR容量现金计算过程 | aFRR上容量现金计算过程 | aFRR下容量现金计算过程 | aFRR上激活现金计算过程 | aFRR下激活现金计算过程 | 总现金计算过程
2026-08-01 | 179.01 | 66.2245 | 7.1275 | 2.7062 | 391.8358 | 0 | 未模拟 | 31.7391 | 34.9347 | -24 | 40 | 24 | 24 | 2.5266 | 0 | -1074.06 | 662.2453 | 42.7649 | 16.2369 | 990.0056 | 0 | 637.1927 | 637.1927 | 0 | 当日执行 | 1 | 1 | 0.25 | 31.25% | 13.71% | 42.11% | 0% | 175 | 175 | 18.423 | 0 | 131.968 | 0.0088765 | 3.4734 | 1.9822e-14 | 34.9347 | 0 | 5.2473 | 2026-07-31 | 2026-07-31 21:00 | 2026-07-31_93 | 15 | OK | 128 | 175 | 175 | 40 | 24 | 24 | 2026-08-01 | -24.000000 MW × 179.010000 × 0.250000 h = -1074.060000 EUR | 40.000000 MW × 66.224535 × 0.250000 h = 662.245345 EUR | 24.000000 MW × 7.127475 × 0.250000 h = 42.764850 EUR | 24.000000 MW × 2.706154 × 0.250000 h = 16.236922 EUR | 2.526583 MWh × 391.835801 = 990.005618 EUR | 零下调激活电量 | -1074.060000 + 662.245345 + 42.764850 + 16.236922 + 990.005618 + 0.000000 = 637.192736 EUR
2026-08-01 00:15 | 170.12 | 66.2245 | 7.1275 | 2.7062 | 264.6351 | 0 | 未模拟 | 34.9347 | 32.6332 | 0 | 40 | 24 | 24 | 2.1173 | 0 | 0 | 662.2453 | 42.7649 | 16.2369 | 560.3248 | 0 | 1281.572 | 1281.572 | 0 | 当日执行 | 1 | 1 | 0.25 | 31.25% | 13.71% | 35.29% | 0% | 175 | 175 | 15.439 | 0 | 131.968 | 0.006393 | 0 | 2.1173 | 32.6332 | 0 | 5.2473 | 2026-07-31 | 2026-07-31 21:15 | 2026-07-31_94 | 15 | OK | 128 | 175 | 175 | 40 | 24 | 24 | 2026-08-01 | 零头寸，无结算现金 | 40.000000 MW × 66.224535 × 0.250000 h = 662.245345 EUR | 24.000000 MW × 7.127475 × 0.250000 h = 42.764850 EUR | 24.000000 MW × 2.706154 × 0.250000 h = 16.236922 EUR | 2.117349 MWh × 264.635146 = 560.324848 EUR | 零下调激活电量 | 0.000000 + 662.245345 + 42.764850 + 16.236922 + 560.324848 + 0.000000 = 1281.571965 EUR
2026-08-01 00:30 | 167.36 | 66.2245 | 7.1275 | 2.7062 | 422.7022 | 0 | 未模拟 | 32.6332 | 35.1434 | -24 | 40 | 24 | 24 | 3.2715 | 0 | -1004.16 | 662.2453 | 42.7649 | 16.2369 | 1382.8882 | 0 | 1099.9753 | 1099.9753 | 0 | 当日执行 | 1 | 1 | 0.25 | 31.25% | 13.71% | 54.53% | 0% | 175 | 175 | 23.855 | 0 | 131.968 | 0.0069727 | 2.7285 | 0 | 35.1434 | 0 | 5.2473 | 2026-07-31 | 2026-07-31 21:30 | 2026-07-31_95 | 15 | OK | 128 | 175 | 175 | 40 | 24 | 24 | 2026-08-01 | -24.000000 MW × 167.360000 × 0.250000 h = -1004.160000 EUR | 40.000000 MW × 66.224535 × 0.250000 h = 662.245345 EUR | 24.000000 MW × 7.127475 × 0.250000 h = 42.764850 EUR | 24.000000 MW × 2.706154 × 0.250000 h = 16.236922 EUR | 3.271543 MWh × 422.702152 = 1382.888205 EUR | 零下调激活电量 | -1004.160000 + 662.245345 + 42.764850 + 16.236922 + 1382.888205 + 0.000000 = 1099.975322 EUR
2026-08-01 00:45 | 165.13 | 66.2245 | 7.1275 | 2.7062 | 260.5146 | 76.2611 | 未模拟 | 35.1434 | 38.9904 | -24 | 40 | 24 | 24 | 1.8865 | 0.068023 | -990.78 | 662.2453 | 42.7649 | 16.2369 | 491.4704 | -5.1875 | 216.75 | 216.75 | 0 | 当日执行 | 1 | 1 | 0.25 | 31.25% | 13.71% | 31.44% | 1.134% | 175 | 175 | 13.756 | 0.496 | 131.968 | 0.010686 | 4.1815 | 0 | 38.9904 | 0 | 5.2473 | 2026-07-31 | 2026-07-31 21:45 | 2026-07-31_96 | 15 | OK | 128 | 175 | 175 | 40 | 24 | 24 | 2026-08-01 | -24.000000 MW × 165.130000 × 0.250000 h = -990.780000 EUR | 40.000000 MW × 66.224535 × 0.250000 h = 662.245345 EUR | 24.000000 MW × 7.127475 × 0.250000 h = 42.764850 EUR | 24.000000 MW × 2.706154 × 0.250000 h = 16.236922 EUR | 1.886537 MWh × 260.514550 = 491.470375 EUR | −(0.068023 MWh × 76.261125) = -5.187500 EUR | -990.780000 + 662.245345 + 42.764850 + 16.236922 + 491.470375 + -5.187500 = 216.749993 EUR
2026-08-01 01:00 | 184.32 | 66.2245 | 7.1275 | 2.7062 | 171.0889 | 74.7095 | 未模拟 | 38.9904 | 33.5612 | 20.3384 | 40 | 24 | 24 | 0.14661 | 0.24206 | 937.194 | 662.2453 | 42.7649 | 16.2369 | 25.0826 | -18.084 | 1665.4398 | 1665.4398 | 0 | 当日执行 | 1 | 1 | 0.25 | 31.25% | 13.71% | 2.443% | 4.034% | 175 | 175 | 1.069 | 1.765 | 128 | 0.01527 | 0.03693 | 5.0261 | 33.5612 | 0 | 5.2473 | 2026-07-31 | 2026-07-31 22:00 | 2026-08-01_1 | 15 | OK | 128 | 175 | 175 | 40 | 24 | 24 | 2026-08-01 | 20.338412 MW × 184.320000 × 0.250000 h = 937.194033 EUR | 40.000000 MW × 66.224535 × 0.250000 h = 662.245345 EUR | 24.000000 MW × 7.127475 × 0.250000 h = 42.764850 EUR | 24.000000 MW × 2.706154 × 0.250000 h = 16.236922 EUR | 0.146606 MWh × 171.088941 = 25.082616 EUR | −(0.242057 MWh × 74.709470) = -18.083961 EUR | 937.194033 + 662.245345 + 42.764850 + 16.236922 + 25.082616 + -18.083961 = 1665.439807 EUR
2026-08-01 01:15 | 174.23 | 66.2245 | 7.1275 | 2.7062 | 190.5368 | 0 | 未模拟 | 33.5612 | 32.7194 | 0 | 40 | 24 | 24 | 0.77445 | 0 | 0 | 662.2453 | 42.7649 | 16.2369 | 147.5604 | 0 | 868.8076 | 868.8076 | 0 | 当日执行 | 1 | 1 | 0.25 | 31.25% | 13.71% | 12.91% | 0% | 175 | 175 | 5.647 | 0 | 128 | 0.0023383 | 0 | 0.77445 | 32.7194 | 0 | 5.2473 | 2026-07-31 | 2026-07-31 22:15 | 2026-08-01_2 | 15 | OK | 128 | 175 | 175 | 40 | 24 | 24 | 2026-08-01 | 零头寸，无结算现金 | 40.000000 MW × 66.224535 × 0.250000 h = 662.245345 EUR | 24.000000 MW × 7.127475 × 0.250000 h = 42.764850 EUR | 24.000000 MW × 2.706154 × 0.250000 h = 16.236922 EUR | 0.774446 MWh × 190.536848 = 147.560445 EUR | 零下调激活电量 | 0.000000 + 662.245345 + 42.764850 + 16.236922 + 147.560445 + 0.000000 = 868.807563 EUR
2026-08-01 01:30 | 165.3 | 66.2245 | 7.1275 | 2.7062 | 181.5518 | 0 | 未模拟 | 32.7194 | 31.7713 | 0 | 40 | 24 | 24 | 0.87223 | 0 | 0 | 662.2453 | 42.7649 | 16.2369 | 158.3547 | 0 | 879.6018 | 879.6018 | 0 | 当日执行 | 1 | 1 | 0.25 | 31.25% | 13.71% | 14.54% | 0% | 175 | 175 | 6.36 | 0 | 128 | 0.0026335 | 0 | 0.87223 | 31.7713 | 0 | 5.2473 | 2026-07-31 | 2026-07-31 22:30 | 2026-08-01_3 | 15 | OK | 128 | 175 | 175 | 40 | 24 | 24 | 2026-08-01 | 零头寸，无结算现金 | 40.000000 MW × 66.224535 × 0.250000 h = 662.245345 EUR | 24.000000 MW × 7.127475 × 0.250000 h = 42.764850 EUR | 24.000000 MW × 2.706154 × 0.250000 h = 16.236922 EUR | 0.872229 MWh × 181.551846 = 158.354707 EUR | 零下调激活电量 | 0.000000 + 662.245345 + 42.764850 + 16.236922 + 158.354707 + 0.000000 = 879.601825 EUR
2026-08-01 01:45 | 157.23 | 66.2245 | 7.1275 | 2.7062 | 190.0879 | 0 | 未模拟 | 31.7713 | 36.484 | -24 | 40 | 24 | 24 | 0.87758 | 0 | -943.38 | 662.2453 | 42.7649 | 16.2369 | 166.8168 | 0 | -55.3161 | -55.3161 | 0 | 当日执行 | 1 | 1 | 0.25 | 31.25% | 13.71% | 14.63% | 0% | 175 | 175 | 6.399 | 0 | 128 | 0.013091 | 5.1224 | 0 | 36.484 | 0 | 5.2473 | 2026-07-31 | 2026-07-31 22:45 | 2026-08-01_4 | 15 | OK | 128 | 175 | 175 | 40 | 24 | 24 | 2026-08-01 | -24.000000 MW × 157.230000 × 0.250000 h = -943.380000 EUR | 40.000000 MW × 66.224535 × 0.250000 h = 662.245345 EUR | 24.000000 MW × 7.127475 × 0.250000 h = 42.764850 EUR | 24.000000 MW × 2.706154 × 0.250000 h = 16.236922 EUR | 0.877577 MWh × 190.087855 = 166.816756 EUR | 零下调激活电量 | -943.380000 + 662.245345 + 42.764850 + 16.236922 + 166.816756 + 0.000000 = -55.316126 EUR
2026-08-01 02:00 | 170.44 | 66.2245 | 7.1275 | 2.7062 | 227.4297 | 0 | 未模拟 | 36.484 | 34.2786 | 0 | 40 | 24 | 24 | 2.0289 | 0 | 0 | 662.2453 | 42.7649 | 16.2369 | 461.4302 | 0 | 1182.6773 | 1182.6773 | 0 | 当日执行 | 1 | 1 | 0.25 | 31.25% | 13.71% | 33.81% | 0% | 175 | 175 | 14.794 | 0 | 128 | 0.0061259 | 0 | 2.0289 | 34.2786 | 0 | 5.2473 | 2026-07-31 | 2026-07-31 23:00 | 2026-08-01_5 | 15 | OK | 128 | 175 | 175 | 40 | 24 | 24 | 2026-08-01 | 零头寸，无结算现金 | 40.000000 MW × 66.224535 × 0.250000 h = 662.245345 EUR | 24.000000 MW × 7.127475 × 0.250000 h = 42.764850 EUR | 24.000000 MW × 2.706154 × 0.250000 h = 16.236922 EUR | 2.028891 MWh × 227.429726 = 461.430221 EUR | 零下调激活电量 | 0.000000 + 662.245345 + 42.764850 + 16.236922 + 461.430221 + 0.000000 = 1182.677339 EUR
2026-08-01 02:15 | 169.42 | 66.2245 | 7.1275 | 2.7062 | 236.0885 | 0 | 未模拟 | 34.2786 | 31.9934 | 0 | 40 | 24 | 24 | 2.1024 | 0 | 0 | 662.2453 | 42.7649 | 16.2369 | 496.3524 | 0 | 1217.5995 | 1217.5995 | 0 | 当日执行 | 1 | 1 | 0.25 | 31.25% | 13.71% | 35.04% | 0% | 175 | 175 | 15.33 | 0 | 128 | 0.0063478 | 0 | 2.1024 | 31.9934 | 0 | 5.2473 | 2026-07-31 | 2026-07-31 23:15 | 2026-08-01_6 | 15 | OK | 128 | 175 | 175 | 40 | 24 | 24 | 2026-08-01 | 零头寸，无结算现金 | 40.000000 MW × 66.224535 × 0.250000 h = 662.245345 EUR | 24.000000 MW × 7.127475 × 0.250000 h = 42.764850 EUR | 24.000000 MW × 2.706154 × 0.250000 h = 16.236922 EUR | 2.102400 MWh × 236.088465 = 496.352388 EUR | 零下调激活电量 | 0.000000 + 662.245345 + 42.764850 + 16.236922 + 496.352388 + 0.000000 = 1217.599505 EUR
2026-08-01 02:30 | 158.09 | 66.2245 | 7.1275 | 2.7062 | 179.2954 | 0 | 未模拟 | 31.9934 | 31.9793 | -1.0888 | 40 | 24 | 24 | 0.24507 | 0 | -43.0313 | 662.2453 | 42.7649 | 16.2369 | 43.9407 | 0 | 722.1566 | 722.1566 | 0 | 当日执行 | 1 | 1 | 0.25 | 31.25% | 13.71% | 4.085% | 0% | 175 | 175 | 1.787 | 0 | 128 | 0.0013736 | 0.26108 | 0.23396 | 31.9793 | 0 | 5.2473 | 2026-07-31 | 2026-07-31 23:30 | 2026-08-01_7 | 15 | OK | 128 | 175 | 175 | 40 | 24 | 24 | 2026-08-01 | -1.088779 MW × 158.090000 × 0.250000 h = -43.031250 EUR | 40.000000 MW × 66.224535 × 0.250000 h = 662.245345 EUR | 24.000000 MW × 7.127475 × 0.250000 h = 42.764850 EUR | 24.000000 MW × 2.706154 × 0.250000 h = 16.236922 EUR | 0.245074 MWh × 179.295447 = 43.940704 EUR | 零下调激活电量 | -43.031250 + 662.245345 + 42.764850 + 16.236922 + 43.940704 + 0.000000 = 722.156571 EUR
2026-08-01 02:45 | 156.91 | 66.2245 | 7.1275 | 2.7062 | 170.8616 | 0 | 未模拟 | 31.9793 | 32.6772 | -4.2701 | 40 | 24 | 24 | 0.2688 | 0 | -167.504 | 662.2453 | 42.7649 | 16.2369 | 45.9276 | 0 | 599.6708 | 599.6708 | 0 | 当日执行 | 1 | 1 | 0.25 | 31.25% | 13.71% | 4.48% | 0% | 175 | 175 | 1.96 | 0 | 128 | 0.0032731 | 1.0197 | 0.22098 | 32.6772 | 0 | 5.2473 | 2026-07-31 | 2026-07-31 23:45 | 2026-08-01_8 | 15 | OK | 128 | 175 | 175 | 40 | 24 | 24 | 2026-08-01 | -4.270064 MW × 156.910000 × 0.250000 h = -167.503950 EUR | 40.000000 MW × 66.224535 × 0.250000 h = 662.245345 EUR | 24.000000 MW × 7.127475 × 0.250000 h = 42.764850 EUR | 24.000000 MW × 2.706154 × 0.250000 h = 16.236922 EUR | 0.268800 MWh × 170.861586 = 45.927594 EUR | 零下调激活电量 | -167.503950 + 662.245345 + 42.764850 + 16.236922 + 45.927594 + 0.000000 = 599.670761 EUR
2026-08-01 03:00 | 161.92 | 66.2245 | 7.1275 | 4.2098 | 256.4128 | 0 | 未模拟 | 32.6772 | 33.8058 | -16.3164 | 40 | 24 | 24 | 2.6958 | 0 | -660.4875 | 662.2453 | 42.7649 | 25.2587 | 691.2421 | 0 | 761.0234 | 761.0234 | 0 | 当日执行 | 1 | 1 | 0.25 | 31.25% | 13.71% | 44.93% | 0% | 175 | 175 | 19.657 | 0 | 128 | 0.0083465 | 2.2463 | 0.86307 | 33.8058 | 0 | 5.2473 | 2026-07-31 | 2026-08-01 | 2026-08-01_9 | 15 | OK | 128 | 175 | 175 | 40 | 24 | 24 | 2026-08-01 | -16.316392 MW × 161.920000 × 0.250000 h = -660.487540 EUR | 40.000000 MW × 66.224535 × 0.250000 h = 662.245345 EUR | 24.000000 MW × 7.127475 × 0.250000 h = 42.764850 EUR | 24.000000 MW × 4.209784 × 0.250000 h = 25.258704 EUR | 2.695817 MWh × 256.412822 = 691.242081 EUR | 零下调激活电量 | -660.487540 + 662.245345 + 42.764850 + 25.258704 + 691.242081 + 0.000000 = 761.023441 EUR
2026-08-01 03:15 | 160.57 | 66.2245 | 7.1275 | 4.2098 | 350.5412 | 0 | 未模拟 | 33.8058 | 35.2742 | -24 | 40 | 24 | 24 | 4.4039 | 0 | -963.42 | 662.2453 | 42.7649 | 25.2587 | 1543.7595 | 0 | 1310.6084 | 1310.6084 | 0 | 当日执行 | 1 | 1 | 0.25 | 31.25% | 13.71% | 73.4% | 0% | 175 | 175 | 32.112 | 0 | 128 | 0.0040788 | 1.5961 | 0 | 35.2742 | 0 | 5.2473 | 2026-07-31 | 2026-08-01 00:15 | 2026-08-01_10 | 15 | OK | 128 | 175 | 175 | 40 | 24 | 24 | 2026-08-01 | -24.000000 MW × 160.570000 × 0.250000 h = -963.420000 EUR | 40.000000 MW × 66.224535 × 0.250000 h = 662.245345 EUR | 24.000000 MW × 7.127475 × 0.250000 h = 42.764850 EUR | 24.000000 MW × 4.209784 × 0.250000 h = 25.258704 EUR | 4.403931 MWh × 350.541231 = 1543.759543 EUR | 零下调激活电量 | -963.420000 + 662.245345 + 42.764850 + 25.258704 + 1543.759543 + 0.000000 = 1310.608443 EUR
2026-08-01 03:30 | 156.74 | 66.2245 | 7.1275 | 4.2098 | 271.1621 | 0 | 未模拟 | 35.2742 | 37.2371 | -24 | 40 | 24 | 24 | 3.8663 | 0 | -940.44 | 662.2453 | 42.7649 | 25.2587 | 1048.4026 | 0 | 838.2315 | 838.2315 | 0 | 当日执行 | 1 | 1 | 0.25 | 31.25% | 13.71% | 64.44% | 0% | 175 | 175 | 28.192 | 0 | 128 | 0.0054527 | 2.1337 | 0 | 37.2371 | 0 | 5.2473 | 2026-07-31 | 2026-08-01 00:30 | 2026-08-01_11 | 15 | OK | 128 | 175 | 175 | 40 | 24 | 24 | 2026-08-01 | -24.000000 MW × 156.740000 × 0.250000 h = -940.440000 EUR | 40.000000 MW × 66.224535 × 0.250000 h = 662.245345 EUR | 24.000000 MW × 7.127475 × 0.250000 h = 42.764850 EUR | 24.000000 MW × 4.209784 × 0.250000 h = 25.258704 EUR | 3.866331 MWh × 271.162121 = 1048.402632 EUR | 零下调激活电量 | -940.440000 + 662.245345 + 42.764850 + 25.258704 + 1048.402632 + 0.000000 = 838.231533 EUR
2026-08-01 03:45 | 153.21 | 66.2245 | 7.1275 | 4.2098 | 263.2379 | 0 | 未模拟 | 37.2371 | 39.4778 | -24 | 40 | 24 | 24 | 3.5645 | 0 | -919.26 | 662.2453 | 42.7649 | 25.2587 | 938.3061 | 0 | 749.315 | 749.315 | 0 | 当日执行 | 1 | 1 | 0.25 | 31.25% | 13.71% | 59.41% | 0% | 175 | 175 | 25.991 | 0 | 128 | 0.0062241 | 2.4355 | 0 | 39.4778 | 0 | 5.2473 | 2026-07-31 | 2026-08-01 00:45 | 2026-08-01_12 | 15 | OK | 128 | 175 | 175 | 40 | 24 | 24 | 2026-08-01 | -24.000000 MW × 153.210000 × 0.250000 h = -919.260000 EUR | 40.000000 MW × 66.224535 × 0.250000 h = 662.245345 EUR | 24.000000 MW × 7.127475 × 0.250000 h = 42.764850 EUR | 24.000000 MW × 4.209784 × 0.250000 h = 25.258704 EUR | 3.564480 MWh × 263.237856 = 938.306072 EUR | 零下调激活电量 | -919.260000 + 662.245345 + 42.764850 + 25.258704 + 938.306072 + 0.000000 = 749.314972 EUR
2026-08-01 04:00 | 158.42 | 66.2245 | 7.1275 | 5.0769 | 224.3041 | 0 | 未模拟 | 39.4778 | 36.8968 | 0 | 40 | 24 | 24 | 2.3745 | 0 | 0 | 662.2453 | 42.7649 | 30.4614 | 532.6082 | 0 | 1268.0798 | 1268.0798 | 0 | 当日执行 | 1 | 1 | 0.25 | 31.25% | 13.71% | 39.57% | 0% | 175 | 175 | 17.314 | 0 | 128 | 0.0071694 | 0 | 2.3745 | 36.8968 | 0 | 5.2473 | 2026-07-31 | 2026-08-01 01:00 | 2026-08-01_13 | 15 | OK | 128 | 175 | 175 | 40 | 24 | 24 | 2026-08-01 | 零头寸，无结算现金 | 40.000000 MW × 66.224535 × 0.250000 h = 662.245345 EUR | 24.000000 MW × 7.127475 × 0.250000 h = 42.764850 EUR | 24.000000 MW × 5.076897 × 0.250000 h = 30.461380 EUR | 2.374491 MWh × 224.304118 = 532.608206 EUR | 零下调激活电量 | 0.000000 + 662.245345 + 42.764850 + 30.461380 + 532.608206 + 0.000000 = 1268.079782 EUR
2026-08-01 04:15 | 154.34 | 66.2245 | 7.1275 | 5.0769 | 227.0143 | 0 | 未模拟 | 36.8968 | 40.1242 | -24 | 40 | 24 | 24 | 2.492 | 0 | -926.04 | 662.2453 | 42.7649 | 30.4614 | 565.7248 | 0 | 375.1563 | 375.1563 | 0 | 当日执行 | 1 | 1 | 0.25 | 31.25% | 13.71% | 41.53% | 0% | 175 | 175 | 18.171 | 0 | 128 | 0.0089648 | 3.508 | 0 | 40.1242 | 0 | 5.2473 | 2026-07-31 | 2026-08-01 01:15 | 2026-08-01_14 | 15 | OK | 128 | 175 | 175 | 40 | 24 | 24 | 2026-08-01 | -24.000000 MW × 154.340000 × 0.250000 h = -926.040000 EUR | 40.000000 MW × 66.224535 × 0.250000 h = 662.245345 EUR | 24.000000 MW × 7.127475 × 0.250000 h = 42.764850 EUR | 24.000000 MW × 5.076897 × 0.250000 h = 30.461380 EUR | 2.492023 MWh × 227.014274 = 565.724760 EUR | 零下调激活电量 | -926.040000 + 662.245345 + 42.764850 + 30.461380 + 565.724760 + 0.000000 = 375.156336 EUR
2026-08-01 04:30 | 156.18 | 66.2245 | 7.1275 | 5.0769 | 243.3943 | 0 | 未模拟 | 40.1242 | 37.1224 | 0 | 40 | 24 | 24 | 2.7616 | 0 | 0 | 662.2453 | 42.7649 | 30.4614 | 672.1689 | 0 | 1407.6404 | 1407.6404 | 0 | 当日执行 | 1 | 1 | 0.25 | 31.25% | 13.71% | 46.03% | 0% | 175 | 175 | 20.137 | 0 | 128 | 0.0083383 | 0 | 2.7616 | 37.1224 | 0 | 5.2473 | 2026-07-31 | 2026-08-01 01:30 | 2026-08-01_15 | 15 | OK | 128 | 175 | 175 | 40 | 24 | 24 | 2026-08-01 | 零头寸，无结算现金 | 40.000000 MW × 66.224535 × 0.250000 h = 662.245345 EUR | 24.000000 MW × 7.127475 × 0.250000 h = 42.764850 EUR | 24.000000 MW × 5.076897 × 0.250000 h = 30.461380 EUR | 2.761646 MWh × 243.394317 = 672.168873 EUR | 零下调激活电量 | 0.000000 + 662.245345 + 42.764850 + 30.461380 + 672.168873 + 0.000000 = 1407.640448 EUR
2026-08-01 04:45 | 154.47 | 66.2245 | 7.1275 | 5.0769 | 186.7107 | 0 | 未模拟 | 37.1224 | 35.8629 | 0 | 40 | 24 | 24 | 1.1587 | 0 | 0 | 662.2453 | 42.7649 | 30.4614 | 216.3454 | 0 | 951.817 | 951.817 | 0 | 当日执行 | 1 | 1 | 0.25 | 31.25% | 13.71% | 19.31% | 0% | 175 | 175 | 8.449 | 0 | 128 | 0.0034986 | 0 | 1.1587 | 35.8629 | 0 | 5.2473 | 2026-07-31 | 2026-08-01 01:45 | 2026-08-01_16 | 15 | OK | 128 | 175 | 175 | 40 | 24 | 24 | 2026-08-01 | 零头寸，无结算现金 | 40.000000 MW × 66.224535 × 0.250000 h = 662.245345 EUR | 24.000000 MW × 7.127475 × 0.250000 h = 42.764850 EUR | 24.000000 MW × 5.076897 × 0.250000 h = 30.461380 EUR | 1.158720 MWh × 186.710689 = 216.345410 EUR | 零下调激活电量 | 0.000000 + 662.245345 + 42.764850 + 30.461380 + 216.345410 + 0.000000 = 951.816986 EUR
2026-08-01 05:00 | 157.06 | 66.2245 | 7.1275 | 5.0731 | 177.2614 | 0 | 未模拟 | 35.8629 | 35.0764 | 0 | 40 | 24 | 24 | 0.72357 | 0 | 0 | 662.2453 | 42.7649 | 30.4385 | 128.2603 | 0 | 863.709 | 863.709 | 0 | 当日执行 | 1 | 1 | 0.25 | 31.25% | 13.71% | 12.06% | 0% | 175 | 175 | 5.276 | 0 | 128 | 0.0021847 | 0 | 0.72357 | 35.0764 | 0 | 5.2473 | 2026-07-31 | 2026-08-01 02:00 | 2026-08-01_17 | 15 | OK | 128 | 175 | 175 | 40 | 24 | 24 | 2026-08-01 | 零头寸，无结算现金 | 40.000000 MW × 66.224535 × 0.250000 h = 662.245345 EUR | 24.000000 MW × 7.127475 × 0.250000 h = 42.764850 EUR | 24.000000 MW × 5.073085 × 0.250000 h = 30.438511 EUR | 0.723566 MWh × 177.261449 = 128.260307 EUR | 零下调激活电量 | 0.000000 + 662.245345 + 42.764850 + 30.438511 + 128.260307 + 0.000000 = 863.709014 EUR
2026-08-01 05:15 | 161.38 | 66.2245 | 7.1275 | 5.0731 | 211.8585 | 0 | 未模拟 | 35.0764 | 33.1379 | 0 | 40 | 24 | 24 | 1.7834 | 0 | 0 | 662.2453 | 42.7649 | 30.4385 | 377.8296 | 0 | 1113.2783 | 1113.2783 | 0 | 当日执行 | 1 | 1 | 0.25 | 31.25% | 13.71% | 29.72% | 0% | 175 | 175 | 13.004 | 0 | 128 | 0.0053847 | 0 | 1.7834 | 33.1379 | 0 | 5.2473 | 2026-07-31 | 2026-08-01 02:15 | 2026-08-01_18 | 15 | OK | 128 | 175 | 175 | 40 | 24 | 24 | 2026-08-01 | 零头寸，无结算现金 | 40.000000 MW × 66.224535 × 0.250000 h = 662.245345 EUR | 24.000000 MW × 7.127475 × 0.250000 h = 42.764850 EUR | 24.000000 MW × 5.073085 × 0.250000 h = 30.438511 EUR | 1.783406 MWh × 211.858480 = 377.829623 EUR | 零下调激活电量 | 0.000000 + 662.245345 + 42.764850 + 30.438511 + 377.829623 + 0.000000 = 1113.278330 EUR
2026-08-01 05:30 | 154.83 | 66.2245 | 7.1275 | 5.0731 | 248.5234 | 0 | 未模拟 | 33.1379 | 35.8004 | -24 | 40 | 24 | 24 | 3.106 | 0 | -928.98 | 662.2453 | 42.7649 | 30.4385 | 771.9166 | 0 | 578.3853 | 578.3853 | 0 | 当日执行 | 1 | 1 | 0.25 | 31.25% | 13.71% | 51.77% | 0% | 175 | 175 | 22.648 | 0 | 128 | 0.0073957 | 2.894 | 0 | 35.8004 | 0 | 5.2473 | 2026-07-31 | 2026-08-01 02:30 | 2026-08-01_19 | 15 | OK | 128 | 175 | 175 | 40 | 24 | 24 | 2026-08-01 | -24.000000 MW × 154.830000 × 0.250000 h = -928.980000 EUR | 40.000000 MW × 66.224535 × 0.250000 h = 662.245345 EUR | 24.000000 MW × 7.127475 × 0.250000 h = 42.764850 EUR | 24.000000 MW × 5.073085 × 0.250000 h = 30.438511 EUR | 3.106011 MWh × 248.523431 = 771.916617 EUR | 零下调激活电量 | -928.980000 + 662.245345 + 42.764850 + 30.438511 + 771.916617 + 0.000000 = 578.385324 EUR
2026-08-01 05:45 | 151.91 | 66.2245 | 7.1275 | 5.0731 | 254.4042 | 0 | 未模拟 | 35.8004 | 38.1543 | -24 | 40 | 24 | 24 | 3.4415 | 0 | -911.46 | 662.2453 | 42.7649 | 30.4385 | 875.5225 | 0 | 699.5112 | 699.5112 | 0 | 当日执行 | 1 | 1 | 0.25 | 31.25% | 13.71% | 57.36% | 0% | 175 | 175 | 25.094 | 0 | 128 | 0.0065385 | 2.5585 | 0 | 38.1543 | 0 | 5.2473 | 2026-07-31 | 2026-08-01 02:45 | 2026-08-01_20 | 15 | OK | 128 | 175 | 175 | 40 | 24 | 24 | 2026-08-01 | -24.000000 MW × 151.910000 × 0.250000 h = -911.460000 EUR | 40.000000 MW × 66.224535 × 0.250000 h = 662.245345 EUR | 24.000000 MW × 7.127475 × 0.250000 h = 42.764850 EUR | 24.000000 MW × 5.073085 × 0.250000 h = 30.438511 EUR | 3.441463 MWh × 254.404170 = 875.522501 EUR | 零下调激活电量 | -911.460000 + 662.245345 + 42.764850 + 30.438511 + 875.522501 + 0.000000 = 699.511208 EUR
2026-08-01 06:00 | 154.07 | 66.2245 | 7.0627 | 2.8376 | 242.4636 | 0 | 未模拟 | 38.1543 | 40.8268 | -24 | 40 | 24 | 24 | 3.095 | 0 | -924.42 | 662.2453 | 42.3761 | 17.0259 | 750.4344 | 0 | 547.6617 | 547.6617 | 0 | 当日执行 | 1 | 1 | 0.25 | 31.25% | 13.71% | 51.58% | 0% | 175 | 175 | 22.568 | 0 | 128 | 0.0074238 | 2.905 | 0 | 40.8268 | 0 | 5.2473 | 2026-07-31 | 2026-08-01 03:00 | 2026-08-01_21 | 15 | OK | 128 | 175 | 175 | 40 | 24 | 24 | 2026-08-01 | -24.000000 MW × 154.070000 × 0.250000 h = -924.420000 EUR | 40.000000 MW × 66.224535 × 0.250000 h = 662.245345 EUR | 24.000000 MW × 7.062680 × 0.250000 h = 42.376079 EUR | 24.000000 MW × 2.837650 × 0.250000 h = 17.025899 EUR | 3.095040 MWh × 242.463553 = 750.434394 EUR | 零下调激活电量 | -924.420000 + 662.245345 + 42.376079 + 17.025899 + 750.434394 + 0.000000 = 547.661717 EUR
2026-08-01 06:15 | 163.2 | 66.2245 | 7.0627 | 2.8376 | 173.5824 | 0 | 未模拟 | 40.8268 | 40.3637 | 0 | 40 | 24 | 24 | 0.4261 | 0 | 0 | 662.2453 | 42.3761 | 17.0259 | 73.964 | 0 | 795.6113 | 795.6113 | 0 | 当日执行 | 1 | 1 | 0.25 | 31.25% | 13.71% | 7.102% | 0% | 175 | 175 | 3.107 | 0 | 128 | 0.0012865 | 0 | 0.4261 | 40.3637 | 0 | 5.2473 | 2026-07-31 | 2026-08-01 03:15 | 2026-08-01_22 | 15 | OK | 128 | 175 | 175 | 40 | 24 | 24 | 2026-08-01 | 零头寸，无结算现金 | 40.000000 MW × 66.224535 × 0.250000 h = 662.245345 EUR | 24.000000 MW × 7.062680 × 0.250000 h = 42.376079 EUR | 24.000000 MW × 2.837650 × 0.250000 h = 17.025899 EUR | 0.426103 MWh × 173.582414 = 73.963962 EUR | 零下调激活电量 | 0.000000 + 662.245345 + 42.376079 + 17.025899 + 73.963962 + 0.000000 = 795.611286 EUR
2026-08-01 06:30 | 157.71 | 66.2245 | 7.0627 | 2.8376 | 171.5019 | 0 | 未模拟 | 40.3637 | 39.7037 | 0 | 40 | 24 | 24 | 0.60713 | 0 | 0 | 662.2453 | 42.3761 | 17.0259 | 104.1242 | 0 | 825.7715 | 825.7715 | 0 | 当日执行 | 1 | 1 | 0.25 | 31.25% | 13.71% | 10.12% | 0% | 175 | 175 | 4.427 | 0 | 128 | 0.0018331 | 0 | 0.60713 | 39.7037 | 0 | 5.2473 | 2026-07-31 | 2026-08-01 03:30 | 2026-08-01_23 | 15 | OK | 128 | 175 | 175 | 40 | 24 | 24 | 2026-08-01 | 零头寸，无结算现金 | 40.000000 MW × 66.224535 × 0.250000 h = 662.245345 EUR | 24.000000 MW × 7.062680 × 0.250000 h = 42.376079 EUR | 24.000000 MW × 2.837650 × 0.250000 h = 17.025899 EUR | 0.607131 MWh × 171.501915 = 104.124203 EUR | 零下调激活电量 | 0.000000 + 662.245345 + 42.376079 + 17.025899 + 104.124203 + 0.000000 = 825.771526 EUR
2026-08-01 06:45 | 158.73 | 66.2245 | 7.0627 | 2.8376 | 170.3175 | 76.4203 | 未模拟 | 39.7037 | 39.5367 | 0 | 40 | 24 | 24 | 0.15552 | 0.0021943 | 0 | 662.2453 | 42.3761 | 17.0259 | 26.4878 | -0.16769 | 747.9674 | 747.9674 | 0 | 当日执行 | 1 | 1 | 0.25 | 31.25% | 13.71% | 2.592% | 0.03657% | 175 | 175 | 1.134 | 0.016 | 128 | 0.00047517 | 0.0021943 | 0.15552 | 39.5367 | 0 | 5.2473 | 2026-07-31 | 2026-08-01 03:45 | 2026-08-01_24 | 15 | OK | 128 | 175 | 175 | 40 | 24 | 24 | 2026-08-01 | 零头寸，无结算现金 | 40.000000 MW × 66.224535 × 0.250000 h = 662.245345 EUR | 24.000000 MW × 7.062680 × 0.250000 h = 42.376079 EUR | 24.000000 MW × 2.837650 × 0.250000 h = 17.025899 EUR | 0.155520 MWh × 170.317497 = 26.487777 EUR | −(0.002194 MWh × 76.420254) = -0.167688 EUR | 0.000000 + 662.245345 + 42.376079 + 17.025899 + 26.487777 + -0.167688 = 747.967413 EUR
2026-08-01 07:00 | 166.93 | 66.2245 | 6.6911 | 2.6071 | 227.4055 | 0 | 未模拟 | 39.5367 | 37.0005 | 0 | 40 | 24 | 24 | 2.3333 | 0 | 0 | 662.2453 | 40.1464 | 15.6423 | 530.6164 | 0 | 1248.6504 | 1248.6504 | 0 | 当日执行 | 1 | 1 | 0.25 | 31.25% | 13.71% | 38.89% | 0% | 175 | 175 | 17.014 | 0 | 128 | 0.0070451 | 0 | 2.3333 | 37.0005 | 0 | 5.2473 | 2026-07-31 | 2026-08-01 04:00 | 2026-08-01_25 | 15 | OK | 128 | 175 | 175 | 40 | 24 | 24 | 2026-08-01 | 零头寸，无结算现金 | 40.000000 MW × 66.224535 × 0.250000 h = 662.245345 EUR | 24.000000 MW × 6.691060 × 0.250000 h = 40.146361 EUR | 24.000000 MW × 2.607055 × 0.250000 h = 15.642330 EUR | 2.333349 MWh × 227.405523 = 530.616352 EUR | 零下调激活电量 | 0.000000 + 662.245345 + 40.146361 + 15.642330 + 530.616352 + 0.000000 = 1248.650388 EUR
2026-08-01 07:15 | 163.13 | 66.2245 | 6.6911 | 2.6071 | 182.1089 | 0 | 未模拟 | 37.0005 | 35.7711 | 0 | 40 | 24 | 24 | 1.131 | 0 | 0 | 662.2453 | 40.1464 | 15.6423 | 205.9683 | 0 | 924.0023 | 924.0023 | 0 | 当日执行 | 1 | 1 | 0.25 | 31.25% | 13.71% | 18.85% | 0% | 175 | 175 | 8.247 | 0 | 128 | 0.0034149 | 0 | 1.131 | 35.7711 | 0 | 5.2473 | 2026-07-31 | 2026-08-01 04:15 | 2026-08-01_26 | 15 | OK | 128 | 175 | 175 | 40 | 24 | 24 | 2026-08-01 | 零头寸，无结算现金 | 40.000000 MW × 66.224535 × 0.250000 h = 662.245345 EUR | 24.000000 MW × 6.691060 × 0.250000 h = 40.146361 EUR | 24.000000 MW × 2.607055 × 0.250000 h = 15.642330 EUR | 1.131017 MWh × 182.108894 = 205.968281 EUR | 零下调激活电量 | 0.000000 + 662.245345 + 40.146361 + 15.642330 + 205.968281 + 0.000000 = 924.002318 EUR
2026-08-01 07:30 | 152.09 | 66.2245 | 6.6911 | 2.6071 | 174.2412 | 0 | 未模拟 | 35.7711 | 35.3479 | 0 | 40 | 24 | 24 | 0.38935 | 0 | 0 | 662.2453 | 40.1464 | 15.6423 | 67.8406 | 0 | 785.8746 | 785.8746 | 0 | 当日执行 | 1 | 1 | 0.25 | 31.25% | 13.71% | 6.489% | 0% | 175 | 175 | 2.839 | 0 | 128 | 0.0011756 | 0 | 0.38935 | 35.3479 | 0 | 5.2473 | 2026-07-31 | 2026-08-01 04:30 | 2026-08-01_27 | 15 | OK | 128 | 175 | 175 | 40 | 24 | 24 | 2026-08-01 | 零头寸，无结算现金 | 40.000000 MW × 66.224535 × 0.250000 h = 662.245345 EUR | 24.000000 MW × 6.691060 × 0.250000 h = 40.146361 EUR | 24.000000 MW × 2.607055 × 0.250000 h = 15.642330 EUR | 0.389349 MWh × 174.241229 = 67.840574 EUR | 零下调激活电量 | 0.000000 + 662.245345 + 40.146361 + 15.642330 + 67.840574 + 0.000000 = 785.874610 EUR
2026-08-01 07:45 | 149.8 | 66.2245 | 6.6911 | 2.6071 | 171.404 | 76.4203 | 未模拟 | 35.3479 | 35.0466 | 0 | 40 | 24 | 24 | 0.32859 | 0.060754 | 0 | 662.2453 | 40.1464 | 15.6423 | 56.3224 | -4.6429 | 769.7135 | 769.7135 | 0 | 当日执行 | 1 | 1 | 0.25 | 31.25% | 13.71% | 5.477% | 1.013% | 175 | 175 | 2.396 | 0.443 | 128 | 0.0011474 | 0.060754 | 0.32859 | 35.0466 | 0 | 5.2473 | 2026-07-31 | 2026-08-01 04:45 | 2026-08-01_28 | 15 | OK | 128 | 175 | 175 | 40 | 24 | 24 | 2026-08-01 | 零头寸，无结算现金 | 40.000000 MW × 66.224535 × 0.250000 h = 662.245345 EUR | 24.000000 MW × 6.691060 × 0.250000 h = 40.146361 EUR | 24.000000 MW × 2.607055 × 0.250000 h = 15.642330 EUR | 0.328594 MWh × 171.403960 = 56.322362 EUR | −(0.060754 MWh × 76.420254) = -4.642858 EUR | 0.000000 + 662.245345 + 40.146361 + 15.642330 + 56.322362 + -4.642858 = 769.713540 EUR
2026-08-01 08:00 | 162.96 | 66.2245 | 6.7863 | 2.628 | 201.873 | 0 | 未模拟 | 35.0466 | 33.1254 | 0 | 40 | 24 | 24 | 1.7675 | 0 | 0 | 662.2453 | 40.7181 | 15.7681 | 356.8099 | 0 | 1075.5414 | 1075.5414 | 0 | 当日执行 | 1 | 1 | 0.25 | 31.25% | 13.71% | 29.46% | 0% | 175 | 175 | 12.888 | 0 | 91.904 | 0.0053366 | 0 | 1.7675 | 33.1254 | 0 | 5.2473 | 2026-07-31 | 2026-08-01 05:00 | 2026-08-01_29 | 15 | OK | 128 | 175 | 175 | 40 | 24 | 24 | 2026-08-01 | 零头寸，无结算现金 | 40.000000 MW × 66.224535 × 0.250000 h = 662.245345 EUR | 24.000000 MW × 6.786347 × 0.250000 h = 40.718084 EUR | 24.000000 MW × 2.628018 × 0.250000 h = 15.768109 EUR | 1.767497 MWh × 201.872963 = 356.809886 EUR | 零下调激活电量 | 0.000000 + 662.245345 + 40.718084 + 15.768109 + 356.809886 + 0.000000 = 1075.541424 EUR
2026-08-01 08:15 | 147 | 66.2245 | 6.7863 | 2.628 | 210.5633 | 0 | 未模拟 | 33.1254 | 31.9524 | -1.1947 | 40 | 24 | 24 | 1.3422 | 0 | -43.9063 | 662.2453 | 40.7181 | 15.7681 | 282.6217 | 0 | 957.447 | 957.447 | 0 | 当日执行 | 1 | 1 | 0.25 | 31.25% | 13.71% | 22.37% | 0% | 175 | 175 | 9.787 | 0 | 91.904 | 0.0044434 | 0.23187 | 1.2754 | 31.9524 | 0 | 5.2473 | 2026-07-31 | 2026-08-01 05:15 | 2026-08-01_30 | 15 | OK | 128 | 175 | 175 | 40 | 24 | 24 | 2026-08-01 | -1.194728 MW × 147.000000 × 0.250000 h = -43.906268 EUR | 40.000000 MW × 66.224535 × 0.250000 h = 662.245345 EUR | 24.000000 MW × 6.786347 × 0.250000 h = 40.718084 EUR | 24.000000 MW × 2.628018 × 0.250000 h = 15.768109 EUR | 1.342217 MWh × 210.563337 = 282.621721 EUR | 零下调激活电量 | -43.906268 + 662.245345 + 40.718084 + 15.768109 + 282.621721 + 0.000000 = 957.446992 EUR
2026-08-01 08:30 | 141.73 | 66.2245 | 6.7863 | 2.628 | 169.0931 | 0 | 未模拟 | 31.9524 | 31.7391 | 0 | 40 | 24 | 24 | 0.19625 | 0 | 0 | 662.2453 | 40.7181 | 15.7681 | 33.1848 | 0 | 751.9163 | 751.9163 | 0 | 当日执行 | 1 | 1 | 0.25 | 31.25% | 13.71% | 3.271% | 0% | 175 | 175 | 1.431 | 0 | 91.904 | 0.00059255 | 0 | 0.19625 | 31.7391 | 0 | 5.2473 | 2026-07-31 | 2026-08-01 05:30 | 2026-08-01_31 | 15 | OK | 128 | 175 | 175 | 40 | 24 | 24 | 2026-08-01 | 零头寸，无结算现金 | 40.000000 MW × 66.224535 × 0.250000 h = 662.245345 EUR | 24.000000 MW × 6.786347 × 0.250000 h = 40.718084 EUR | 24.000000 MW × 2.628018 × 0.250000 h = 15.768109 EUR | 0.196251 MWh × 169.093057 = 33.184754 EUR | 零下调激活电量 | 0.000000 + 662.245345 + 40.718084 + 15.768109 + 33.184754 + 0.000000 = 751.916292 EUR
2026-08-01 08:45 | 134 | 66.2245 | 6.7863 | 2.628 | 156.1106 | 74.0985 | 未模拟 | 31.7391 | 40.239 | -36 | 40 | 24 | 24 | 0.012069 | 0.25111 | -1206 | 662.2453 | 40.7181 | 15.7681 | 1.884 | -18.6068 | -503.9912 | -503.9912 | 0 | 当日执行 | 1 | 1 | 0.25 | 31.25% | 13.71% | 0.2011% | 4.185% | 175 | 175 | 0.088 | 1.831 | 91.904 | 0.023611 | 9.239 | 0 | 40.239 | 0 | 5.2473 | 2026-07-31 | 2026-08-01 05:45 | 2026-08-01_32 | 15 | OK | 128 | 175 | 175 | 40 | 24 | 24 | 2026-08-01 | -36.000000 MW × 134.000000 × 0.250000 h = -1206.000000 EUR | 40.000000 MW × 66.224535 × 0.250000 h = 662.245345 EUR | 24.000000 MW × 6.786347 × 0.250000 h = 40.718084 EUR | 24.000000 MW × 2.628018 × 0.250000 h = 15.768109 EUR | 0.012069 MWh × 156.110571 = 1.884032 EUR | −(0.251109 MWh × 74.098489) = -18.606766 EUR | -1206.000000 + 662.245345 + 40.718084 + 15.768109 + 1.884032 + -18.606766 = -503.991196 EUR
2026-08-01 09:00 | 160.86 | 66.2245 | 7.2056 | 2.325 | 164.5269 | 76.2297 | 未模拟 | 40.239 | 31.8481 | 29.165 | 40 | 24 | 0 | 0.42843 | 0 | 1172.8685 | 662.2453 | 43.2337 | 0 | 70.489 | 0 | 1948.8365 | 1948.8365 | 0 | 当日执行 | 1 | 1 | 0.25 | 31.25% | 13.71% | 7.141% | 0.5989% | 175 | 175 | 3.124 | 0.262 | 91.904 | 0.023308 | 0 | 7.7197 | 31.8481 | 0 | 5.2473 | 2026-07-31 | 2026-08-01 06:00 | 2026-08-01_33 | 15 | OK | 128 | 175 | 175 | 40 | 24 | 24 | 2026-08-01 | 29.164951 MW × 160.860000 × 0.250000 h = 1172.868503 EUR | 40.000000 MW × 66.224535 × 0.250000 h = 662.245345 EUR | 24.000000 MW × 7.205611 × 0.250000 h = 43.233663 EUR | 零头寸，无结算现金 | 0.428434 MWh × 164.526900 = 70.488965 EUR | 零下调激活电量 | 1172.868503 + 662.245345 + 43.233663 + 0.000000 + 70.488965 + 0.000000 = 1948.836476 EUR
2026-08-01 09:15 | 143.7 | 66.2245 | 7.2056 | 2.325 | 133.2114 | 76.2297 | 未模拟 | 31.8481 | 31.8345 | 0 | 40 | 24 | 0 | 0.01248 | 0 | 0 | 662.2453 | 43.2337 | 0 | 1.6625 | 0 | 707.1415 | 707.1415 | 0 | 当日执行 | 1 | 1 | 0.25 | 31.25% | 13.71% | 0.208% | 0.2446% | 175 | 175 | 0.091 | 0.107 | 91.904 | 3.7681e-05 | 0 | 0.01248 | 31.8345 | 0 | 5.2473 | 2026-07-31 | 2026-08-01 06:15 | 2026-08-01_34 | 15 | OK | 128 | 175 | 175 | 40 | 24 | 24 | 2026-08-01 | 零头寸，无结算现金 | 40.000000 MW × 66.224535 × 0.250000 h = 662.245345 EUR | 24.000000 MW × 7.205611 × 0.250000 h = 43.233663 EUR | 零头寸，无结算现金 | 0.012480 MWh × 133.211366 = 1.662478 EUR | 零下调激活电量 | 0.000000 + 662.245345 + 43.233663 + 0.000000 + 1.662478 + 0.000000 = 707.141486 EUR
2026-08-01 09:30 | 133.18 | 66.2245 | 7.2056 | 2.325 | 133.2114 | 76.2297 | 未模拟 | 31.8345 | 31.7391 | 0 | 40 | 24 | 0 | 0.087771 | 0 | 0 | 662.2453 | 43.2337 | 0 | 11.6922 | 0 | 717.1712 | 717.1712 | 0 | 当日执行 | 1 | 1 | 0.25 | 31.25% | 13.71% | 1.463% | 0.006857% | 175 | 175 | 0.64 | 0.003 | 91.904 | 0.00026501 | 0 | 0.087771 | 31.7391 | 0 | 5.2473 | 2026-07-31 | 2026-08-01 06:30 | 2026-08-01_35 | 15 | OK | 128 | 175 | 175 | 40 | 24 | 24 | 2026-08-01 | 零头寸，无结算现金 | 40.000000 MW × 66.224535 × 0.250000 h = 662.245345 EUR | 24.000000 MW × 7.205611 × 0.250000 h = 43.233663 EUR | 零头寸，无结算现金 | 0.087771 MWh × 133.211366 = 11.692152 EUR | 零下调激活电量 | 0.000000 + 662.245345 + 43.233663 + 0.000000 + 11.692152 + 0.000000 = 717.171160 EUR
2026-08-01 09:45 | 13.07 | 66.2245 | 7.2056 | 2.325 | 133.2114 | 69.0159 | 未模拟 | 31.7391 | 45.4374 | -60 | 40 | 24 | 0 | 0.11054 | 0 | -196.05 | 662.2453 | 43.2337 | 0 | 14.7248 | 0 | 524.1538 | 524.1538 | 0 | 当日执行 | 1 | 1 | 0.25 | 31.25% | 13.71% | 1.842% | 3.497% | 175 | 175 | 0.806 | 1.53 | 91.904 | 0.038051 | 14.8895 | 0 | 45.4374 | 0 | 5.2473 | 2026-07-31 | 2026-08-01 06:45 | 2026-08-01_36 | 15 | OK | 128 | 175 | 175 | 40 | 24 | 24 | 2026-08-01 | -60.000000 MW × 13.070000 × 0.250000 h = -196.050000 EUR | 40.000000 MW × 66.224535 × 0.250000 h = 662.245345 EUR | 24.000000 MW × 7.205611 × 0.250000 h = 43.233663 EUR | 零头寸，无结算现金 | 0.110537 MWh × 133.211366 = 14.724804 EUR | 零下调激活电量 | -196.050000 + 662.245345 + 43.233663 + 0.000000 + 14.724804 + 0.000000 = 524.153812 EUR
2026-08-01 10:00 | 145.41 | 66.2245 | 5.2656 | 3.0015 | 133.303 | 76.2297 | 未模拟 | 45.4374 | 32.8504 | 46 | 40 | 14 | 0 | 0.08008 | 0 | 1672.215 | 662.2453 | 18.4295 | 0 | 10.6749 | 0 | 2363.5647 | 2363.5647 | 0 | 当日执行 | 1 | 1 | 0.25 | 31.25% | 13.71% | 2.288% | 1.278% | 175 | 175 | 1.001 | 0.559 | 91.904 | 0.034964 | 0 | 11.5801 | 32.8504 | 0 | 5.2473 | 2026-07-31 | 2026-08-01 07:00 | 2026-08-01_37 | 15 | OK | 128 | 175 | 175 | 40 | 24 | 24 | 2026-08-01 | 46.000000 MW × 145.410000 × 0.250000 h = 1672.215000 EUR | 40.000000 MW × 66.224535 × 0.250000 h = 662.245345 EUR | 14.000000 MW × 5.265565 × 0.250000 h = 18.429478 EUR | 零头寸，无结算现金 | 0.080080 MWh × 133.303032 = 10.674907 EUR | 零下调激活电量 | 1672.215000 + 662.245345 + 18.429478 + 0.000000 + 10.674907 + 0.000000 = 2363.564730 EUR
2026-08-01 10:15 | 66.07 | 66.2245 | 5.2656 | 3.0015 | 176.6198 | 0 | 未模拟 | 32.8504 | 32.1583 | -2.736 | 40 | 14 | 0 | 1.2533 | 0 | -45.1917 | 662.2453 | 18.4295 | 0 | 221.354 | 0 | 856.8372 | 856.8372 | 0 | 当日执行 | 1 | 1 | 0.25 | 31.25% | 13.71% | 35.81% | 0% | 175 | 175 | 15.666 | 0 | 91.904 | 0.0041666 | 0.43907 | 1.0084 | 32.1583 | 0 | 5.2473 | 2026-07-31 | 2026-08-01 07:15 | 2026-08-01_38 | 15 | OK | 128 | 175 | 175 | 40 | 24 | 24 | 2026-08-01 | -2.735990 MW × 66.070000 × 0.250000 h = -45.191713 EUR | 40.000000 MW × 66.224535 × 0.250000 h = 662.245345 EUR | 14.000000 MW × 5.265565 × 0.250000 h = 18.429478 EUR | 零头寸，无结算现金 | 1.253280 MWh × 176.619785 = 221.354045 EUR | 零下调激活电量 | -45.191713 + 662.245345 + 18.429478 + 0.000000 + 221.354045 + 0.000000 = 856.837155 EUR
2026-08-01 10:30 | 13.26 | 66.2245 | 5.2656 | 3.0015 | 145.5032 | 0 | 未模拟 | 32.1583 | 45.491 | -60 | 40 | 14 | 0 | 0.50792 | 0 | -198.9 | 662.2453 | 18.4295 | 0 | 73.904 | 0 | 555.6788 | 555.6788 | 0 | 当日执行 | 1 | 1 | 0.25 | 31.25% | 13.71% | 14.51% | 0% | 175 | 175 | 6.349 | 0 | 91.904 | 0.037035 | 14.4921 | 0 | 45.491 | 0 | 5.2473 | 2026-07-31 | 2026-08-01 07:30 | 2026-08-01_39 | 15 | OK | 128 | 175 | 175 | 40 | 24 | 24 | 2026-08-01 | -60.000000 MW × 13.260000 × 0.250000 h = -198.900000 EUR | 40.000000 MW × 66.224535 × 0.250000 h = 662.245345 EUR | 14.000000 MW × 5.265565 × 0.250000 h = 18.429478 EUR | 零头寸，无结算现金 | 0.507920 MWh × 145.503211 = 73.903991 EUR | 零下调激活电量 | -198.900000 + 662.245345 + 18.429478 + 0.000000 + 73.903991 + 0.000000 = 555.678814 EUR
2026-08-01 10:45 | 14.62 | 66.2245 | 5.2656 | 3.0015 | 133.2114 | 76.2297 | 未模拟 | 45.491 | 59.2841 | -60 | 40 | 14 | 0 | 0.00752 | 0 | -219.3 | 662.2453 | 18.4295 | 0 | 1.0017 | 0 | 462.3766 | 462.3766 | 0 | 当日执行 | 1 | 1 | 0.25 | 31.25% | 13.71% | 0.2149% | 0.2834% | 175 | 175 | 0.094 | 0.124 | 91.904 | 0.038314 | 14.9925 | 0 | 59.2841 | 0 | 5.2473 | 2026-07-31 | 2026-08-01 07:45 | 2026-08-01_40 | 15 | OK | 128 | 175 | 175 | 40 | 24 | 24 | 2026-08-01 | -60.000000 MW × 14.620000 × 0.250000 h = -219.300000 EUR | 40.000000 MW × 66.224535 × 0.250000 h = 662.245345 EUR | 14.000000 MW × 5.265565 × 0.250000 h = 18.429478 EUR | 零头寸，无结算现金 | 0.007520 MWh × 133.211366 = 1.001749 EUR | 零下调激活电量 | -219.300000 + 662.245345 + 18.429478 + 0.000000 + 1.001749 + 0.000000 = 462.376573 EUR
2026-08-01 11:00 | 121.44 | 66.2245 | 5.1779 | 3.0073 | 133.3488 | 76.2297 | 未模拟 | 59.2841 | 42.9838 | 60 | 40 | 0 | 24 | 0 | 0.0037029 | 1821.6 | 662.2453 | 0 | 18.0436 | 0 | -0.28227 | 2501.6066 | 2501.6066 | 0 | 当日执行 | 1 | 1 | 0.25 | 31.25% | 13.71% | 6.88% | 0.06171% | 175 | 175 | 3.01 | 0.027 | 91.904 | 0.045279 | 0 | 14.9963 | 42.9838 | 0 | 5.2473 | 2026-07-31 | 2026-08-01 08:00 | 2026-08-01_41 | 15 | OK | 128 | 175 | 175 | 40 | 24 | 24 | 2026-08-01 | 60.000000 MW × 121.440000 × 0.250000 h = 1821.600000 EUR | 40.000000 MW × 66.224535 × 0.250000 h = 662.245345 EUR | 零头寸，无结算现金 | 24.000000 MW × 3.007261 × 0.250000 h = 18.043565 EUR | 零上调激活电量 | −(0.003703 MWh × 76.229680) = -0.282268 EUR | 1821.600000 + 662.245345 + 0.000000 + 18.043565 + 0.000000 + -0.282268 = 2501.606643 EUR
2026-08-01 11:15 | 63.62 | 66.2245 | 5.1779 | 3.0073 | 135.9352 | 0 | 未模拟 | 42.9838 | 42.9838 | 0 | 40 | 0 | 24 | 0 | 0 | 0 | 662.2453 | 0 | 18.0436 | 0 | 0 | 680.2889 | 680.2889 | 0 | 当日执行 | 1 | 1 | 0.25 | 31.25% | 13.71% | 13.44% | 0% | 175 | 175 | 5.881 | 0 | 91.904 | 0 | 0 | 0 | 42.9838 | 0 | 5.2473 | 2026-07-31 | 2026-08-01 08:15 | 2026-08-01_42 | 15 | OK | 128 | 175 | 175 | 40 | 24 | 24 | 2026-08-01 | 零头寸，无结算现金 | 40.000000 MW × 66.224535 × 0.250000 h = 662.245345 EUR | 零头寸，无结算现金 | 24.000000 MW × 3.007261 × 0.250000 h = 18.043565 EUR | 零上调激活电量 | 零下调激活电量 | 0.000000 + 662.245345 + 0.000000 + 18.043565 + 0.000000 + 0.000000 = 680.288910 EUR
2026-08-01 11:30 | 59.18 | 66.2245 | 5.1779 | 3.0073 | 133.3028 | 76.2297 | 未模拟 | 42.9838 | 51.2647 | -36 | 40 | 0 | 24 | 0 | 0.00096 | -532.62 | 662.2453 | 0 | 18.0436 | 0 | -0.07318 | 147.5957 | 147.5957 | 0 | 当日执行 | 1 | 1 | 0.25 | 31.25% | 13.71% | 6.034% | 0.016% | 175 | 175 | 2.64 | 0.007 | 91.904 | 0.023002 | 9.001 | 0 | 51.2647 | 0 | 5.2473 | 2026-07-31 | 2026-08-01 08:30 | 2026-08-01_43 | 15 | OK | 128 | 175 | 175 | 40 | 24 | 24 | 2026-08-01 | -36.000000 MW × 59.180000 × 0.250000 h = -532.620000 EUR | 40.000000 MW × 66.224535 × 0.250000 h = 662.245345 EUR | 零头寸，无结算现金 | 24.000000 MW × 3.007261 × 0.250000 h = 18.043565 EUR | 零上调激活电量 | −(0.000960 MWh × 76.229680) = -0.073180 EUR | -532.620000 + 662.245345 + 0.000000 + 18.043565 + 0.000000 + -0.073180 = 147.595730 EUR
2026-08-01 11:45 | 62.19 | 66.2245 | 5.1779 | 3.0073 | 133.3036 | 55.6639 | 未模拟 | 51.2647 | 51.6277 | 0 | 40 | 0 | 24 | 0 | 0.39456 | 0 | 662.2453 | 0 | 18.0436 | 0 | -21.9627 | 658.3262 | 658.3262 | 0 | 当日执行 | 1 | 1 | 0.25 | 31.25% | 13.71% | 4.85% | 6.576% | 175 | 175 | 2.122 | 2.877 | 91.904 | 0.0010083 | 0.39456 | 0 | 51.6277 | 0 | 5.2473 | 2026-07-31 | 2026-08-01 08:45 | 2026-08-01_44 | 15 | OK | 128 | 175 | 175 | 40 | 24 | 24 | 2026-08-01 | 零头寸，无结算现金 | 40.000000 MW × 66.224535 × 0.250000 h = 662.245345 EUR | 零头寸，无结算现金 | 24.000000 MW × 3.007261 × 0.250000 h = 18.043565 EUR | 零上调激活电量 | −(0.394560 MWh × 55.663865) = -21.962735 EUR | 0.000000 + 662.245345 + 0.000000 + 18.043565 + 0.000000 + -21.962735 = 658.326176 EUR
2026-08-01 12:00 | 90.74 | 66.2245 | 5.2275 | 6.874 | 0 | 61.8055 | 未模拟 | 51.6277 | 41.2913 | 43 | 40 | 17 | 24 | 0 | 1.2406 | 975.455 | 662.2453 | 22.2167 | 41.2441 | 0 | -76.6756 | 1624.4855 | 1624.4855 | 0 | 当日执行 | 1 | 1 | 0.25 | 31.25% | 13.71% | 0% | 20.68% | 175 | 175 | 0 | 9.046 | 91.904 | 0.028712 | 0 | 9.5094 | 41.2913 | 0 | 5.2473 | 2026-07-31 | 2026-08-01 09:00 | 2026-08-01_45 | 15 | OK | 128 | 175 | 175 | 40 | 24 | 24 | 2026-08-01 | 43.000000 MW × 90.740000 × 0.250000 h = 975.455000 EUR | 40.000000 MW × 66.224535 × 0.250000 h = 662.245345 EUR | 17.000000 MW × 5.227450 × 0.250000 h = 22.216664 EUR | 24.000000 MW × 6.874011 × 0.250000 h = 41.244068 EUR | 零上调激活电量 | −(1.240594 MWh × 61.805500) = -76.675550 EUR | 975.455000 + 662.245345 + 22.216664 + 41.244068 + 0.000000 + -76.675550 = 1624.485527 EUR
2026-08-01 12:15 | 74.41 | 66.2245 | 5.2275 | 6.874 | 0 | 52.3765 | 未模拟 | 41.2913 | 31.7391 | 43 | 40 | 17 | 24 | 0 | 1.962 | 799.9075 | 662.2453 | 22.2167 | 41.2441 | 0 | -102.7608 | 1422.8528 | 1422.8528 | 0 | 当日执行 | 1 | 1 | 0.25 | 31.25% | 13.71% | 0% | 32.7% | 175 | 175 | 0 | 14.306 | 91.904 | 0.026534 | 0 | 8.788 | 31.7391 | 0 | 5.2473 | 2026-07-31 | 2026-08-01 09:15 | 2026-08-01_46 | 15 | OK | 128 | 175 | 175 | 40 | 24 | 24 | 2026-08-01 | 43.000000 MW × 74.410000 × 0.250000 h = 799.907500 EUR | 40.000000 MW × 66.224535 × 0.250000 h = 662.245345 EUR | 17.000000 MW × 5.227450 × 0.250000 h = 22.216664 EUR | 24.000000 MW × 6.874011 × 0.250000 h = 41.244068 EUR | 零上调激活电量 | −(1.961966 MWh × 52.376460) = -102.760819 EUR | 799.907500 + 662.245345 + 22.216664 + 41.244068 + 0.000000 + -102.760819 = 1422.852758 EUR
2026-08-01 12:30 | 56.04 | 66.2245 | 5.2275 | 6.874 | 0 | 47.7 | 未模拟 | 31.7391 | 31.7391 | 10.6089 | 40 | 17 | 24 | 0 | 2.9008 | 148.6313 | 662.2453 | 22.2167 | 41.2441 | 0 | -138.3702 | 735.9671 | 735.9671 | 0 | 当日执行 | 1 | 1 | 0.25 | 31.25% | 13.71% | 0% | 48.35% | 175 | 175 | 0 | 21.152 | 91.904 | 0.0082726 | 1.6186 | 1.3699 | 31.7391 | 0 | 5.2473 | 2026-07-31 | 2026-08-01 09:30 | 2026-08-01_47 | 15 | OK | 128 | 175 | 175 | 40 | 24 | 24 | 2026-08-01 | 10.608941 MW × 56.040000 × 0.250000 h = 148.631259 EUR | 40.000000 MW × 66.224535 × 0.250000 h = 662.245345 EUR | 17.000000 MW × 5.227450 × 0.250000 h = 22.216664 EUR | 24.000000 MW × 6.874011 × 0.250000 h = 41.244068 EUR | 零上调激活电量 | −(2.900846 MWh × 47.699960) = -138.370224 EUR | 148.631259 + 662.245345 + 22.216664 + 41.244068 + 0.000000 + -138.370224 = 735.967112 EUR
2026-08-01 12:45 | 28.94 | 66.2245 | 5.2275 | 6.874 | 0 | 35.2679 | 未模拟 | 31.7391 | 37.1751 | -11.0842 | 40 | 17 | 24 | 0 | 3.1376 | -80.1945 | 662.2453 | 22.2167 | 41.2441 | 0 | -110.6548 | 534.8568 | 534.8568 | 0 | 当日执行 | 1 | 1 | 0.25 | 31.25% | 13.71% | 0% | 52.29% | 175 | 175 | 0 | 22.878 | 91.904 | 0.0151 | 5.9086 | 0 | 37.1751 | 0 | 5.2473 | 2026-07-31 | 2026-08-01 09:45 | 2026-08-01_48 | 15 | OK | 128 | 175 | 175 | 40 | 24 | 24 | 2026-08-01 | -11.084241 MW × 28.940000 × 0.250000 h = -80.194487 EUR | 40.000000 MW × 66.224535 × 0.250000 h = 662.245345 EUR | 17.000000 MW × 5.227450 × 0.250000 h = 22.216664 EUR | 24.000000 MW × 6.874011 × 0.250000 h = 41.244068 EUR | 零上调激活电量 | −(3.137554 MWh × 35.267852) = -110.654800 EUR | -80.194487 + 662.245345 + 22.216664 + 41.244068 + 0.000000 + -110.654800 = 534.856791 EUR
2026-08-01 13:00 | 35.91 | 66.2245 | 5.1627 | 6.8607 | 0 | -267.7095 | 未模拟 | 37.1751 | 31.7391 | 36 | 40 | 24 | 24 | 0 | 3.9989 | 323.19 | 662.2453 | 30.9759 | 41.164 | 0 | 1070.5565 | 2128.1318 | 2128.1318 | 0 | 当日执行 | 1 | 1 | 0.25 | 31.25% | 13.71% | 0% | 66.65% | 175 | 175 | 0 | 29.159 | 91.904 | 0.0151 | 0 | 5.0011 | 31.7391 | 0 | 5.2473 | 2026-07-31 | 2026-08-01 10:00 | 2026-08-01_49 | 15 | OK | 128 | 175 | 175 | 40 | 24 | 24 | 2026-08-01 | 36.000000 MW × 35.910000 × 0.250000 h = 323.190000 EUR | 40.000000 MW × 66.224535 × 0.250000 h = 662.245345 EUR | 24.000000 MW × 5.162655 × 0.250000 h = 30.975930 EUR | 24.000000 MW × 6.860671 × 0.250000 h = 41.164027 EUR | 零上调激活电量 | −(3.998949 MWh × -267.709489) = 1070.556477 EUR | 323.190000 + 662.245345 + 30.975930 + 41.164027 + 0.000000 + 1070.556477 = 2128.131780 EUR
2026-08-01 13:15 | 22.63 | 66.2245 | 5.1627 | 6.8607 | 0 | -462.285 | 未模拟 | 31.7391 | 44.1606 | -36 | 40 | 24 | 24 | 0 | 4.5016 | -203.67 | 662.2453 | 30.9759 | 41.164 | 0 | 2081.0115 | 2611.7268 | 2611.7268 | 0 | 当日执行 | 1 | 1 | 0.25 | 31.25% | 13.71% | 0% | 75.03% | 175 | 175 | 0 | 32.824 | 91.904 | 0.034504 | 13.5016 | 0 | 44.1606 | 0 | 5.2473 | 2026-07-31 | 2026-08-01 10:15 | 2026-08-01_50 | 15 | OK | 128 | 175 | 175 | 40 | 24 | 24 | 2026-08-01 | -36.000000 MW × 22.630000 × 0.250000 h = -203.670000 EUR | 40.000000 MW × 66.224535 × 0.250000 h = 662.245345 EUR | 24.000000 MW × 5.162655 × 0.250000 h = 30.975930 EUR | 24.000000 MW × 6.860671 × 0.250000 h = 41.164027 EUR | 零上调激活电量 | −(4.501577 MWh × -462.284985) = 2081.011520 EUR | -203.670000 + 662.245345 + 30.975930 + 41.164027 + 0.000000 + 2081.011520 = 2611.726823 EUR
2026-08-01 13:30 | 14.99 | 66.2245 | 5.1627 | 6.8607 | 0 | -6.6495 | 未模拟 | 44.1606 | 53.8557 | -36 | 40 | 24 | 24 | 0 | 1.5382 | -134.91 | 662.2453 | 30.9759 | 41.164 | 0 | 10.2282 | 609.7035 | 609.7035 | 0 | 当日执行 | 1 | 1 | 0.25 | 31.25% | 13.71% | 0% | 25.64% | 175 | 175 | 0 | 11.216 | 91.904 | 0.026931 | 10.5382 | 0 | 53.8557 | 0 | 5.2473 | 2026-07-31 | 2026-08-01 10:30 | 2026-08-01_51 | 15 | OK | 128 | 175 | 175 | 40 | 24 | 24 | 2026-08-01 | -36.000000 MW × 14.990000 × 0.250000 h = -134.910000 EUR | 40.000000 MW × 66.224535 × 0.250000 h = 662.245345 EUR | 24.000000 MW × 5.162655 × 0.250000 h = 30.975930 EUR | 24.000000 MW × 6.860671 × 0.250000 h = 41.164027 EUR | 零上调激活电量 | −(1.538194 MWh × -6.649515) = 10.228246 EUR | -134.910000 + 662.245345 + 30.975930 + 41.164027 + 0.000000 + 10.228246 = 609.703549 EUR
2026-08-01 13:45 | 13 | 66.2245 | 5.1627 | 6.8607 | 0 | -20.2468 | 未模拟 | 53.8557 | 64.5003 | -36 | 40 | 24 | 24 | 0 | 2.5702 | -117 | 662.2453 | 30.9759 | 41.164 | 0 | 52.0382 | 669.4235 | 669.4235 | 0 | 当日执行 | 1 | 1 | 0.25 | 31.25% | 13.71% | 0% | 42.84% | 175 | 175 | 0 | 18.741 | 91.904 | 0.029568 | 11.5702 | 0 | 64.5003 | 0 | 5.2473 | 2026-07-31 | 2026-08-01 10:45 | 2026-08-01_52 | 15 | OK | 128 | 175 | 175 | 40 | 24 | 24 | 2026-08-01 | -36.000000 MW × 13.000000 × 0.250000 h = -117.000000 EUR | 40.000000 MW × 66.224535 × 0.250000 h = 662.245345 EUR | 24.000000 MW × 5.162655 × 0.250000 h = 30.975930 EUR | 24.000000 MW × 6.860671 × 0.250000 h = 41.164027 EUR | 零上调激活电量 | −(2.570194 MWh × -20.246794) = 52.038193 EUR | -117.000000 + 662.245345 + 30.975930 + 41.164027 + 0.000000 + 52.038193 = 669.423496 EUR
2026-08-01 14:00 | 14.94 | 66.2245 | 5.1627 | 6.8607 | 0 | 6.8698 | 未模拟 | 64.5003 | 73.9758 | -36 | 40 | 24 | 24 | 0 | 1.2994 | -134.46 | 662.2453 | 30.9759 | 41.164 | 0 | -8.9268 | 590.9985 | 590.9985 | 0 | 当日执行 | 1 | 1 | 0.25 | 31.25% | 13.71% | 0% | 21.66% | 175 | 175 | 0 | 9.475 | 91.904 | 0.026321 | 10.2994 | 0 | 73.9758 | 0 | 5.2473 | 2026-07-31 | 2026-08-01 11:00 | 2026-08-01_53 | 15 | OK | 128 | 175 | 175 | 40 | 24 | 24 | 2026-08-01 | -36.000000 MW × 14.940000 × 0.250000 h = -134.460000 EUR | 40.000000 MW × 66.224535 × 0.250000 h = 662.245345 EUR | 24.000000 MW × 5.162655 × 0.250000 h = 30.975930 EUR | 24.000000 MW × 6.860671 × 0.250000 h = 41.164027 EUR | 零上调激活电量 | −(1.299429 MWh × 6.869819) = -8.926839 EUR | -134.460000 + 662.245345 + 30.975930 + 41.164027 + 0.000000 + -8.926839 = 590.998464 EUR
2026-08-01 14:15 | 14.93 | 66.2245 | 5.1627 | 6.8607 | 0 | -1.7112 | 未模拟 | 73.9758 | 83.0999 | -36 | 40 | 24 | 24 | 0 | 0.91749 | -134.37 | 662.2453 | 30.9759 | 41.164 | 0 | 1.57 | 601.5853 | 601.5853 | 0 | 当日执行 | 1 | 1 | 0.25 | 31.25% | 13.71% | 0% | 15.29% | 175 | 175 | 0 | 6.69 | 91.904 | 0.025345 | 9.9175 | 0 | 83.0999 | 0 | 5.2473 | 2026-07-31 | 2026-08-01 11:15 | 2026-08-01_54 | 15 | OK | 128 | 175 | 175 | 40 | 24 | 24 | 2026-08-01 | -36.000000 MW × 14.930000 × 0.250000 h = -134.370000 EUR | 40.000000 MW × 66.224535 × 0.250000 h = 662.245345 EUR | 24.000000 MW × 5.162655 × 0.250000 h = 30.975930 EUR | 24.000000 MW × 6.860671 × 0.250000 h = 41.164027 EUR | 零上调激活电量 | −(0.917486 MWh × -1.711166) = 1.569970 EUR | -134.370000 + 662.245345 + 30.975930 + 41.164027 + 0.000000 + 1.569970 = 601.585273 EUR
2026-08-01 14:30 | 15.27 | 66.2245 | 5.1627 | 6.8607 | 0 | -27.5464 | 未模拟 | 83.0999 | 93.6578 | -36 | 40 | 24 | 24 | 0 | 2.476 | -137.43 | 662.2453 | 30.9759 | 41.164 | 0 | 68.2042 | 665.1595 | 665.1595 | 0 | 当日执行 | 1 | 1 | 0.25 | 31.25% | 13.71% | 0% | 41.27% | 175 | 175 | 0 | 18.054 | 91.904 | 0.029327 | 11.476 | 0 | 93.6578 | 0 | 5.2473 | 2026-07-31 | 2026-08-01 11:30 | 2026-08-01_55 | 15 | OK | 128 | 175 | 175 | 40 | 24 | 24 | 2026-08-01 | -36.000000 MW × 15.270000 × 0.250000 h = -137.430000 EUR | 40.000000 MW × 66.224535 × 0.250000 h = 662.245345 EUR | 24.000000 MW × 5.162655 × 0.250000 h = 30.975930 EUR | 24.000000 MW × 6.860671 × 0.250000 h = 41.164027 EUR | 零上调激活电量 | −(2.475977 MWh × -27.546357) = 68.204151 EUR | -137.430000 + 662.245345 + 30.975930 + 41.164027 + 0.000000 + 68.204151 = 665.159454 EUR
2026-08-01 14:45 | 15.26 | 66.2245 | 5.1627 | 6.8607 | 0 | -12.3862 | 未模拟 | 93.6578 | 103.4841 | -36 | 40 | 24 | 24 | 0 | 1.6808 | -137.34 | 662.2453 | 30.9759 | 41.164 | 0 | 20.819 | 617.8643 | 617.8643 | 0 | 当日执行 | 1 | 1 | 0.25 | 31.25% | 13.71% | 0% | 28.01% | 175 | 175 | 0 | 12.256 | 91.904 | 0.027295 | 10.6808 | 0 | 103.4841 | 0 | 5.2473 | 2026-07-31 | 2026-08-01 11:45 | 2026-08-01_56 | 15 | OK | 128 | 175 | 175 | 40 | 24 | 24 | 2026-08-01 | -36.000000 MW × 15.260000 × 0.250000 h = -137.340000 EUR | 40.000000 MW × 66.224535 × 0.250000 h = 662.245345 EUR | 24.000000 MW × 5.162655 × 0.250000 h = 30.975930 EUR | 24.000000 MW × 6.860671 × 0.250000 h = 41.164027 EUR | 零上调激活电量 | −(1.680823 MWh × -12.386180) = 20.818974 EUR | -137.340000 + 662.245345 + 30.975930 + 41.164027 + 0.000000 + 20.818974 = 617.864277 EUR
2026-08-01 15:00 | 12.94 | 66.2245 | 5.0655 | 6.8607 | 133.2114 | 45.6764 | 未模拟 | 103.4841 | 112.1967 | -37 | 40 | 24 | 23 | 0.0071314 | 0.22737 | -119.695 | 662.2453 | 30.3928 | 39.4489 | 0.94999 | -10.3855 | 602.9564 | 602.9564 | 0 | 当日执行 | 1 | 1 | 0.25 | 31.25% | 13.71% | 0.1189% | 3.954% | 175 | 175 | 0.052 | 1.73 | 91.904 | 0.024202 | 9.4702 | 0 | 112.1967 | 0 | 5.2473 | 2026-07-31 | 2026-08-01 12:00 | 2026-08-01_57 | 15 | OK | 128 | 175 | 175 | 40 | 24 | 24 | 2026-08-01 | -37.000000 MW × 12.940000 × 0.250000 h = -119.695000 EUR | 40.000000 MW × 66.224535 × 0.250000 h = 662.245345 EUR | 24.000000 MW × 5.065462 × 0.250000 h = 30.392773 EUR | 23.000000 MW × 6.860671 × 0.250000 h = 39.448859 EUR | 0.007131 MWh × 133.211366 = 0.949987 EUR | −(0.227371 MWh × 45.676443) = -10.385518 EUR | -119.695000 + 662.245345 + 30.392773 + 39.448859 + 0.949987 + -10.385518 = 602.956447 EUR
2026-08-01 15:15 | 12.93 | 66.2245 | 5.0655 | 6.8607 | 0 | 25.6932 | 未模拟 | 112.1967 | 121.007 | -37 | 40 | 24 | 23 | 0 | 0.32634 | -119.6025 | 662.2453 | 30.3928 | 39.4489 | 0 | -8.3846 | 604.0998 | 604.0998 | 0 | 当日执行 | 1 | 1 | 0.25 | 31.25% | 13.71% | 0% | 5.675% | 175 | 175 | 0 | 2.483 | 91.904 | 0.024473 | 9.5763 | 0 | 121.007 | 0 | 5.2473 | 2026-07-31 | 2026-08-01 12:15 | 2026-08-01_58 | 15 | OK | 128 | 175 | 175 | 40 | 24 | 24 | 2026-08-01 | -37.000000 MW × 12.930000 × 0.250000 h = -119.602500 EUR | 40.000000 MW × 66.224535 × 0.250000 h = 662.245345 EUR | 24.000000 MW × 5.065462 × 0.250000 h = 30.392773 EUR | 23.000000 MW × 6.860671 × 0.250000 h = 39.448859 EUR | 零上调激活电量 | −(0.326337 MWh × 25.693214) = -8.384650 EUR | -119.602500 + 662.245345 + 30.392773 + 39.448859 + 0.000000 + -8.384650 = 604.099828 EUR
2026-08-01 15:30 | 14.92 | 66.2245 | 5.0655 | 6.8607 | 0 | -5.64 | 未模拟 | 121.007 | 130.5273 | -37 | 40 | 24 | 23 | 0 | 1.0982 | -138.01 | 662.2453 | 30.3928 | 39.4489 | 0 | 6.194 | 600.271 | 600.271 | 0 | 当日执行 | 1 | 1 | 0.25 | 31.25% | 13.71% | 0% | 19.1% | 175 | 175 | 0 | 8.356 | 91.904 | 0.026445 | 10.3482 | 0 | 130.5273 | 0 | 5.2473 | 2026-07-31 | 2026-08-01 12:30 | 2026-08-01_59 | 15 | OK | 128 | 175 | 175 | 40 | 24 | 24 | 2026-08-01 | -37.000000 MW × 14.920000 × 0.250000 h = -138.010000 EUR | 40.000000 MW × 66.224535 × 0.250000 h = 662.245345 EUR | 24.000000 MW × 5.065462 × 0.250000 h = 30.392773 EUR | 23.000000 MW × 6.860671 × 0.250000 h = 39.448859 EUR | 零上调激活电量 | −(1.098217 MWh × -5.640043) = 6.193992 EUR | -138.010000 + 662.245345 + 30.392773 + 39.448859 + 0.000000 + 6.193992 = 600.270970 EUR
2026-08-01 15:45 | 26.16 | 66.2245 | 5.0655 | 6.8607 | 133.2114 | 21.8427 | 未模拟 | 130.5273 | 130.8146 | 0 | 40 | 24 | 23 | 0.018514 | 0.33409 | 0 | 662.2453 | 30.3928 | 39.4489 | 2.4663 | -7.2974 | 727.2558 | 727.2558 | 0 | 当日执行 | 1 | 1 | 0.25 | 31.25% | 13.71% | 0.3086% | 5.81% | 175 | 175 | 0.135 | 2.542 | 91.904 | 0.00090969 | 0.33409 | 0.018514 | 130.8146 | 0 | 5.2473 | 2026-07-31 | 2026-08-01 12:45 | 2026-08-01_60 | 15 | OK | 128 | 175 | 175 | 40 | 24 | 24 | 2026-08-01 | 零头寸，无结算现金 | 40.000000 MW × 66.224535 × 0.250000 h = 662.245345 EUR | 24.000000 MW × 5.065462 × 0.250000 h = 30.392773 EUR | 23.000000 MW × 6.860671 × 0.250000 h = 39.448859 EUR | 0.018514 MWh × 133.211366 = 2.466313 EUR | −(0.334091 MWh × 21.842662) = -7.297446 EUR | 0.000000 + 662.245345 + 30.392773 + 39.448859 + 2.466313 + -7.297446 = 727.255845 EUR
2026-08-01 16:00 | 11.26 | 66.2245 | 4.9854 | 3.0073 | 133.2114 | 62.0319 | 未模拟 | 130.8146 | 144.5914 | -60 | 40 | 24 | 0 | 0.025234 | 0 | -168.9 | 662.2453 | 29.9125 | 0 | 3.3615 | 0 | 526.6194 | 526.6194 | 0 | 当日执行 | 1 | 1 | 0.25 | 31.25% | 13.71% | 0.4206% | 0.5257% | 175 | 175 | 0.184 | 0.23 | 91.904 | 0.038269 | 14.9748 | 0 | 144.5914 | 0 | 5.2473 | 2026-07-31 | 2026-08-01 13:00 | 2026-08-01_61 | 15 | OK | 128 | 175 | 175 | 40 | 24 | 24 | 2026-08-01 | -60.000000 MW × 11.260000 × 0.250000 h = -168.900000 EUR | 40.000000 MW × 66.224535 × 0.250000 h = 662.245345 EUR | 24.000000 MW × 4.985421 × 0.250000 h = 29.912526 EUR | 零头寸，无结算现金 | 0.025234 MWh × 133.211366 = 3.361494 EUR | 零下调激活电量 | -168.900000 + 662.245345 + 29.912526 + 0.000000 + 3.361494 + 0.000000 = 526.619365 EUR
2026-08-01 16:15 | 13.64 | 66.2245 | 4.9854 | 3.0073 | 137.1856 | 76.2297 | 未模拟 | 144.5914 | 158.0879 | -60 | 40 | 24 | 0 | 0.32983 | 0 | -204.6 | 662.2453 | 29.9125 | 0 | 45.2477 | 0 | 532.8056 | 532.8056 | 0 | 当日执行 | 1 | 1 | 0.25 | 31.25% | 13.71% | 5.497% | 0.2446% | 175 | 175 | 2.405 | 0.107 | 91.904 | 0.03749 | 14.6702 | 0 | 158.0879 | 0 | 5.2473 | 2026-07-31 | 2026-08-01 13:15 | 2026-08-01_62 | 15 | OK | 128 | 175 | 175 | 40 | 24 | 24 | 2026-08-01 | -60.000000 MW × 13.640000 × 0.250000 h = -204.600000 EUR | 40.000000 MW × 66.224535 × 0.250000 h = 662.245345 EUR | 24.000000 MW × 4.985421 × 0.250000 h = 29.912526 EUR | 零头寸，无结算现金 | 0.329829 MWh × 137.185600 = 45.247731 EUR | 零下调激活电量 | -204.600000 + 662.245345 + 29.912526 + 0.000000 + 45.247731 + 0.000000 = 532.805602 EUR
2026-08-01 16:30 | 23.93 | 66.2245 | 4.9854 | 3.0073 | 133.2765 | 75.0466 | 未模拟 | 158.0879 | 171.6 | -59.7949 | 40 | 24 | 0 | 0.26167 | 0 | -357.723 | 662.2453 | 29.9125 | 0 | 34.8743 | 0 | 369.3092 | 369.3092 | 0 | 当日执行 | 1 | 1 | 0.25 | 31.25% | 13.71% | 4.361% | 0.2194% | 175 | 175 | 1.908 | 0.096 | 91.904 | 0.037534 | 14.6871 | 0 | 171.6 | 0 | 5.2473 | 2026-07-31 | 2026-08-01 13:30 | 2026-08-01_63 | 15 | OK | 128 | 175 | 175 | 40 | 24 | 24 | 2026-08-01 | -59.794897 MW × 23.930000 × 0.250000 h = -357.722970 EUR | 40.000000 MW × 66.224535 × 0.250000 h = 662.245345 EUR | 24.000000 MW × 4.985421 × 0.250000 h = 29.912526 EUR | 零头寸，无结算现金 | 0.261669 MWh × 133.276542 = 34.874282 EUR | 零下调激活电量 | -357.722970 + 662.245345 + 29.912526 + 0.000000 + 34.874282 + 0.000000 = 369.309184 EUR
2026-08-01 16:45 | 62.7 | 66.2245 | 4.9854 | 3.0073 | 133.2114 | 68.8766 | 未模拟 | 171.6 | 161.9104 | 35.5984 | 40 | 24 | 0 | 0.014811 | 0 | 558.0053 | 662.2453 | 29.9125 | 0 | 1.9731 | 0 | 1252.1363 | 1252.1363 | 0 | 当日执行 | 1 | 1 | 0.25 | 31.25% | 13.71% | 0.2469% | 0.8297% | 175 | 175 | 0.108 | 0.363 | 91.904 | 0.026916 | 0 | 8.9144 | 161.9104 | 0 | 5.2473 | 2026-07-31 | 2026-08-01 13:45 | 2026-08-01_64 | 15 | OK | 128 | 175 | 175 | 40 | 24 | 24 | 2026-08-01 | 35.598427 MW × 62.700000 × 0.250000 h = 558.005347 EUR | 40.000000 MW × 66.224535 × 0.250000 h = 662.245345 EUR | 24.000000 MW × 4.985421 × 0.250000 h = 29.912526 EUR | 零头寸，无结算现金 | 0.014811 MWh × 133.211366 = 1.973051 EUR | 零下调激活电量 | 558.005347 + 662.245345 + 29.912526 + 0.000000 + 1.973051 + 0.000000 = 1252.136270 EUR
2026-08-01 17:00 | 24.29 | 66.2245 | 5.6505 | 3.0073 | 133.2114 | 55.3877 | 未模拟 | 161.9104 | 170.9969 | -39 | 40 | 24 | 21 | 0.0082286 | 0.13488 | -236.8275 | 662.2453 | 33.9032 | 15.7881 | 1.0961 | -7.4707 | 468.7346 | 468.7346 | 0 | 当日执行 | 1 | 1 | 0.25 | 31.25% | 13.71% | 0.1371% | 2.569% | 175 | 175 | 0.06 | 1.124 | 91.904 | 0.02524 | 9.8767 | 0 | 170.9969 | 0 | 5.2473 | 2026-07-31 | 2026-08-01 14:00 | 2026-08-01_65 | 15 | OK | 128 | 175 | 175 | 40 | 24 | 24 | 2026-08-01 | -39.000000 MW × 24.290000 × 0.250000 h = -236.827500 EUR | 40.000000 MW × 66.224535 × 0.250000 h = 662.245345 EUR | 24.000000 MW × 5.650525 × 0.250000 h = 33.903150 EUR | 21.000000 MW × 3.007261 × 0.250000 h = 15.788120 EUR | 0.008229 MWh × 133.211366 = 1.096139 EUR | −(0.134880 MWh × 55.387723) = -7.470696 EUR | -236.827500 + 662.245345 + 33.903150 + 15.788120 + 1.096139 + -7.470696 = 468.734558 EUR
2026-08-01 17:15 | 69.88 | 66.2245 | 5.6505 | 3.0073 | 133.2495 | -0.21764 | 未模拟 | 170.9969 | 171.5929 | -1.2399 | 40 | 24 | 21 | 0.23986 | 0.61896 | -21.6617 | 662.2453 | 33.9032 | 15.7881 | 31.9616 | 0.13471 | 722.3712 | 722.3712 | 0 | 当日执行 | 1 | 1 | 0.25 | 31.25% | 13.71% | 3.998% | 11.79% | 175 | 175 | 1.749 | 5.158 | 91.904 | 0.0030291 | 0.91655 | 0.22747 | 171.5929 | 0 | 5.2473 | 2026-07-31 | 2026-08-01 14:15 | 2026-08-01_66 | 15 | OK | 128 | 175 | 175 | 40 | 24 | 24 | 2026-08-01 | -1.239936 MW × 69.880000 × 0.250000 h = -21.661686 EUR | 40.000000 MW × 66.224535 × 0.250000 h = 662.245345 EUR | 24.000000 MW × 5.650525 × 0.250000 h = 33.903150 EUR | 21.000000 MW × 3.007261 × 0.250000 h = 15.788120 EUR | 0.239863 MWh × 133.249481 = 31.961601 EUR | −(0.618960 MWh × -0.217636) = 0.134708 EUR | -21.661686 + 662.245345 + 33.903150 + 15.788120 + 31.961601 + 0.134708 = 722.371238 EUR
2026-08-01 17:30 | 131.37 | 66.2245 | 5.6505 | 3.0073 | 159.0549 | 73.5508 | 未模拟 | 171.5929 | 170.5566 | -4.4415 | 40 | 24 | 21 | 1.9541 | 0.00636 | -145.8705 | 662.2453 | 33.9032 | 15.7881 | 310.817 | -0.46778 | 876.4153 | 876.4153 | 0 | 当日执行 | 1 | 1 | 0.25 | 31.25% | 13.71% | 32.57% | 0.1211% | 175 | 175 | 14.249 | 0.053 | 91.904 | 0.006738 | 0.7551 | 1.5925 | 170.5566 | 0 | 5.2473 | 2026-07-31 | 2026-08-01 14:30 | 2026-08-01_67 | 15 | OK | 128 | 175 | 175 | 40 | 24 | 24 | 2026-08-01 | -4.441515 MW × 131.370000 × 0.250000 h = -145.870471 EUR | 40.000000 MW × 66.224535 × 0.250000 h = 662.245345 EUR | 24.000000 MW × 5.650525 × 0.250000 h = 33.903150 EUR | 21.000000 MW × 3.007261 × 0.250000 h = 15.788120 EUR | 1.954149 MWh × 159.054943 = 310.816989 EUR | −(0.006360 MWh × 73.550778) = -0.467783 EUR | -145.870471 + 662.245345 + 33.903150 + 15.788120 + 310.816989 + -0.467783 = 876.415350 EUR
2026-08-01 17:45 | 153.39 | 66.2245 | 5.6505 | 3.0073 | 186.6486 | 0 | 未模拟 | 170.5566 | 158.7975 | 36 | 40 | 24 | 21 | 1.8184 | 0 | 1380.51 | 662.2453 | 33.9032 | 15.7881 | 339.3975 | 0 | 2431.8441 | 2431.8441 | 0 | 当日执行 | 1 | 1 | 0.25 | 31.25% | 13.71% | 30.31% | 0% | 175 | 175 | 13.259 | 0 | 91.904 | 0.032664 | 0 | 10.8184 | 158.7975 | 0 | 5.2473 | 2026-07-31 | 2026-08-01 14:45 | 2026-08-01_68 | 15 | OK | 128 | 175 | 175 | 40 | 24 | 24 | 2026-08-01 | 36.000000 MW × 153.390000 × 0.250000 h = 1380.510000 EUR | 40.000000 MW × 66.224535 × 0.250000 h = 662.245345 EUR | 24.000000 MW × 5.650525 × 0.250000 h = 33.903150 EUR | 21.000000 MW × 3.007261 × 0.250000 h = 15.788120 EUR | 1.818377 MWh × 186.648562 = 339.397479 EUR | 零下调激活电量 | 1380.510000 + 662.245345 + 33.903150 + 15.788120 + 339.397479 + 0.000000 = 2431.844094 EUR
2026-08-01 18:00 | 105.85 | 66.2245 | 7.1275 | 2.5937 | 208.1714 | 9.0506 | 未模拟 | 158.7975 | 169.2936 | -36 | 40 | 24 | 24 | 0.14167 | 2.5504 | -952.65 | 662.2453 | 42.7649 | 15.5623 | 29.4914 | -23.083 | -225.6691 | -225.6691 | 0 | 当日执行 | 1 | 1 | 0.25 | 31.25% | 13.71% | 2.361% | 42.51% | 175 | 175 | 1.033 | 18.597 | 128 | 0.029156 | 11.4088 | 0 | 169.2936 | 0 | 5.2473 | 2026-07-31 | 2026-08-01 15:00 | 2026-08-01_69 | 15 | OK | 128 | 175 | 175 | 40 | 24 | 24 | 2026-08-01 | -36.000000 MW × 105.850000 × 0.250000 h = -952.650000 EUR | 40.000000 MW × 66.224535 × 0.250000 h = 662.245345 EUR | 24.000000 MW × 7.127475 × 0.250000 h = 42.764850 EUR | 24.000000 MW × 2.593715 × 0.250000 h = 15.562289 EUR | 0.141669 MWh × 208.171441 = 29.491351 EUR | −(2.550446 MWh × 9.050559) = -23.082960 EUR | -952.650000 + 662.245345 + 42.764850 + 15.562289 + 29.491351 + -23.082960 = -225.669125 EUR
2026-08-01 18:15 | 130.5 | 66.2245 | 7.1275 | 2.5937 | 0 | 50.1908 | 未模拟 | 169.2936 | 170.2786 | 0 | 40 | 24 | 24 | 0 | 1.0707 | 0 | 662.2453 | 42.7649 | 15.5623 | 0 | -53.738 | 666.8345 | 666.8345 | 0 | 当日执行 | 1 | 1 | 0.25 | 31.25% | 13.71% | 0% | 17.84% | 175 | 175 | 0 | 7.807 | 128 | 0.0027362 | 1.0707 | 0 | 170.2786 | 0 | 5.2473 | 2026-07-31 | 2026-08-01 15:15 | 2026-08-01_70 | 15 | OK | 128 | 175 | 175 | 40 | 24 | 24 | 2026-08-01 | 零头寸，无结算现金 | 40.000000 MW × 66.224535 × 0.250000 h = 662.245345 EUR | 24.000000 MW × 7.127475 × 0.250000 h = 42.764850 EUR | 24.000000 MW × 2.593715 × 0.250000 h = 15.562289 EUR | 零上调激活电量 | −(1.070674 MWh × 50.190765) = -53.737961 EUR | 0.000000 + 662.245345 + 42.764850 + 15.562289 + 0.000000 + -53.737961 = 666.834524 EUR
2026-08-01 18:30 | 166.54 | 66.2245 | 7.1275 | 2.5937 | 0 | 41.1017 | 未模拟 | 170.2786 | 171.5148 | 0.41434 | 40 | 24 | 24 | 0 | 1.4615 | 17.251 | 662.2453 | 42.7649 | 15.5623 | 0 | -60.0714 | 677.752 | 677.752 | 0 | 当日执行 | 1 | 1 | 0.25 | 31.25% | 13.71% | 0% | 24.36% | 175 | 175 | 0 | 10.657 | 128 | 0.0039071 | 1.4363 | 0.078352 | 171.5148 | 0 | 5.2473 | 2026-07-31 | 2026-08-01 15:30 | 2026-08-01_71 | 15 | OK | 128 | 175 | 175 | 40 | 24 | 24 | 2026-08-01 | 0.414338 MW × 166.540000 × 0.250000 h = 17.250953 EUR | 40.000000 MW × 66.224535 × 0.250000 h = 662.245345 EUR | 24.000000 MW × 7.127475 × 0.250000 h = 42.764850 EUR | 24.000000 MW × 2.593715 × 0.250000 h = 15.562289 EUR | 零上调激活电量 | −(1.461531 MWh × 41.101709) = -60.071440 EUR | 17.250953 + 662.245345 + 42.764850 + 15.562289 + 0.000000 + -60.071440 = 677.751998 EUR
2026-08-01 18:45 | 179.42 | 66.2245 | 7.1275 | 2.5937 | 205.5829 | 67.4814 | 未模拟 | 171.5148 | 171.1072 | 0 | 40 | 24 | 24 | 0.45339 | 0.092571 | 0 | 662.2453 | 42.7649 | 15.5623 | 93.2101 | -6.2468 | 807.5357 | 807.5357 | 0 | 当日执行 | 1 | 1 | 0.25 | 31.25% | 13.71% | 7.557% | 1.543% | 175 | 175 | 3.306 | 0.675 | 128 | 0.0016055 | 0.092571 | 0.45339 | 171.1072 | 0 | 5.2473 | 2026-07-31 | 2026-08-01 15:45 | 2026-08-01_72 | 15 | OK | 128 | 175 | 175 | 40 | 24 | 24 | 2026-08-01 | 零头寸，无结算现金 | 40.000000 MW × 66.224535 × 0.250000 h = 662.245345 EUR | 24.000000 MW × 7.127475 × 0.250000 h = 42.764850 EUR | 24.000000 MW × 2.593715 × 0.250000 h = 15.562289 EUR | 0.453394 MWh × 205.582871 = 93.210099 EUR | −(0.092571 MWh × 67.481371) = -6.246847 EUR | 0.000000 + 662.245345 + 42.764850 + 15.562289 + 93.210099 + -6.246847 = 807.535737 EUR
2026-08-01 19:00 | 187.32 | 66.2245 | 7.1027 | 2.5937 | 0 | 11.2837 | 未模拟 | 171.1072 | 166.7301 | 24 | 40 | 0 | 24 | 0 | 1.9731 | 1123.92 | 662.2453 | 0 | 15.5623 | 0 | -22.2636 | 1779.464 | 1779.464 | 0 | 当日执行 | 1 | 1 | 0.25 | 31.25% | 13.71% | 0% | 32.88% | 175 | 175 | 0 | 14.387 | 131.968 | 0.012159 | 0 | 4.0269 | 166.7301 | 0 | 5.2473 | 2026-07-31 | 2026-08-01 16:00 | 2026-08-01_73 | 15 | OK | 128 | 175 | 175 | 40 | 24 | 24 | 2026-08-01 | 24.000000 MW × 187.320000 × 0.250000 h = 1123.920000 EUR | 40.000000 MW × 66.224535 × 0.250000 h = 662.245345 EUR | 零头寸，无结算现金 | 24.000000 MW × 2.593715 × 0.250000 h = 15.562289 EUR | 零上调激活电量 | −(1.973074 MWh × 11.283708) = -22.263594 EUR | 1123.920000 + 662.245345 + 0.000000 + 15.562289 + 0.000000 + -22.263594 = 1779.464041 EUR
2026-08-01 19:15 | 194.64 | 66.2245 | 7.1027 | 2.5937 | 189.8327 | 48.855 | 未模拟 | 166.7301 | 151.3303 | 60 | 40 | 0 | 24 | 0 | 0.83218 | 2919.6 | 662.2453 | 0 | 15.5623 | 0 | -40.6563 | 3556.7513 | 3556.7513 | 0 | 当日执行 | 1 | 1 | 0.25 | 31.25% | 13.71% | 0.9669% | 13.87% | 175 | 175 | 0.423 | 6.068 | 131.968 | 0.042777 | 0 | 14.1678 | 151.3303 | 0 | 5.2473 | 2026-07-31 | 2026-08-01 16:15 | 2026-08-01_74 | 15 | OK | 128 | 175 | 175 | 40 | 24 | 24 | 2026-08-01 | 60.000000 MW × 194.640000 × 0.250000 h = 2919.600000 EUR | 40.000000 MW × 66.224535 × 0.250000 h = 662.245345 EUR | 零头寸，无结算现金 | 24.000000 MW × 2.593715 × 0.250000 h = 15.562289 EUR | 零上调激活电量 | −(0.832183 MWh × 48.855030) = -40.656319 EUR | 2919.600000 + 662.245345 + 0.000000 + 15.562289 + 0.000000 + -40.656319 = 3556.751316 EUR
2026-08-01 19:30 | 192.96 | 66.2245 | 7.1027 | 2.5937 | 222.2615 | 76.4203 | 未模拟 | 151.3303 | 151.3304 | 0 | 40 | 0 | 24 | 0 | 0.00013714 | 0 | 662.2453 | 0 | 15.5623 | 0 | -0.01048 | 677.7972 | 677.7972 | 0 | 当日执行 | 1 | 1 | 0.25 | 31.25% | 13.71% | 3.906% | 0.002286% | 175 | 175 | 1.709 | 0.001 | 131.968 | 3.5048e-07 | 0.00013714 | 0 | 151.3304 | 0 | 5.2473 | 2026-07-31 | 2026-08-01 16:30 | 2026-08-01_75 | 15 | OK | 128 | 175 | 175 | 40 | 24 | 24 | 2026-08-01 | 零头寸，无结算现金 | 40.000000 MW × 66.224535 × 0.250000 h = 662.245345 EUR | 零头寸，无结算现金 | 24.000000 MW × 2.593715 × 0.250000 h = 15.562289 EUR | 零上调激活电量 | −(0.000137 MWh × 76.420254) = -0.010480 EUR | 0.000000 + 662.245345 + 0.000000 + 15.562289 + 0.000000 + -0.010480 = 677.797154 EUR
2026-08-01 19:45 | 235.85 | 66.2245 | 7.1027 | 2.5937 | 229.3261 | 0 | 未模拟 | 151.3304 | 135.0261 | 60 | 40 | 0 | 24 | 0 | 0 | 3537.75 | 662.2453 | 0 | 15.5623 | 0 | 0 | 4215.5576 | 4215.5576 | 0 | 当日执行 | 1 | 1 | 0.25 | 31.25% | 13.71% | 14.49% | 0% | 175 | 175 | 6.341 | 0 | 131.968 | 0.04529 | 0 | 15 | 135.0261 | 0 | 5.2473 | 2026-07-31 | 2026-08-01 16:45 | 2026-08-01_76 | 15 | OK | 128 | 175 | 175 | 40 | 24 | 24 | 2026-08-01 | 60.000000 MW × 235.850000 × 0.250000 h = 3537.750000 EUR | 40.000000 MW × 66.224535 × 0.250000 h = 662.245345 EUR | 零头寸，无结算现金 | 24.000000 MW × 2.593715 × 0.250000 h = 15.562289 EUR | 零上调激活电量 | 零下调激活电量 | 3537.750000 + 662.245345 + 0.000000 + 15.562289 + 0.000000 + 0.000000 = 4215.557634 EUR
2026-08-01 20:00 | 185.76 | 66.2245 | 3.9144 | 2.5937 | 228.2269 | 0 | 未模拟 | 135.0261 | 135.0261 | 0 | 40 | 0 | 24 | 0 | 0 | 0 | 662.2453 | 0 | 15.5623 | 0 | 0 | 677.8076 | 677.8076 | 0 | 当日执行 | 1 | 1 | 0.25 | 31.25% | 13.71% | 16.17% | 0% | 175 | 175 | 7.076 | 0 | 131.968 | 0 | 0 | 0 | 135.0261 | 0 | 5.2473 | 2026-07-31 | 2026-08-01 17:00 | 2026-08-01_77 | 15 | OK | 128 | 175 | 175 | 40 | 24 | 24 | 2026-08-01 | 零头寸，无结算现金 | 40.000000 MW × 66.224535 × 0.250000 h = 662.245345 EUR | 零头寸，无结算现金 | 24.000000 MW × 2.593715 × 0.250000 h = 15.562289 EUR | 零上调激活电量 | 零下调激活电量 | 0.000000 + 662.245345 + 0.000000 + 15.562289 + 0.000000 + 0.000000 = 677.807634 EUR
2026-08-01 20:15 | 189.7 | 66.2245 | 3.9144 | 2.5937 | 198.8421 | 0 | 未模拟 | 135.0261 | 135.0261 | 0 | 40 | 0 | 24 | 0 | 0 | 0 | 662.2453 | 0 | 15.5623 | 0 | 0 | 677.8076 | 677.8076 | 0 | 当日执行 | 1 | 1 | 0.25 | 31.25% | 13.71% | 13.76% | 0% | 175 | 175 | 6.022 | 0 | 131.968 | 0 | 0 | 0 | 135.0261 | 0 | 5.2473 | 2026-07-31 | 2026-08-01 17:15 | 2026-08-01_78 | 15 | OK | 128 | 175 | 175 | 40 | 24 | 24 | 2026-08-01 | 零头寸，无结算现金 | 40.000000 MW × 66.224535 × 0.250000 h = 662.245345 EUR | 零头寸，无结算现金 | 24.000000 MW × 2.593715 × 0.250000 h = 15.562289 EUR | 零上调激活电量 | 零下调激活电量 | 0.000000 + 662.245345 + 0.000000 + 15.562289 + 0.000000 + 0.000000 = 677.807634 EUR
2026-08-01 20:30 | 208.82 | 66.2245 | 3.9144 | 2.5937 | 168.0701 | 76.4203 | 未模拟 | 135.0261 | 118.722 | 60 | 40 | 0 | 24 | 0 | 0.00027429 | 3132.3 | 662.2453 | 0 | 15.5623 | 0 | -0.020961 | 3810.0867 | 3810.0867 | 0 | 当日执行 | 1 | 1 | 0.25 | 31.25% | 13.71% | 2.437% | 0.004571% | 175 | 175 | 1.066 | 0.002 | 131.968 | 0.045289 | 0 | 14.9997 | 118.722 | 0 | 5.2473 | 2026-07-31 | 2026-08-01 17:30 | 2026-08-01_79 | 15 | OK | 128 | 175 | 175 | 40 | 24 | 24 | 2026-08-01 | 60.000000 MW × 208.820000 × 0.250000 h = 3132.300000 EUR | 40.000000 MW × 66.224535 × 0.250000 h = 662.245345 EUR | 零头寸，无结算现金 | 24.000000 MW × 2.593715 × 0.250000 h = 15.562289 EUR | 零上调激活电量 | −(0.000274 MWh × 76.420254) = -0.020961 EUR | 3132.300000 + 662.245345 + 0.000000 + 15.562289 + 0.000000 + -0.020961 = 3810.086673 EUR
2026-08-01 20:45 | 208.3 | 66.2245 | 3.9144 | 2.5937 | 168.2238 | 76.4203 | 未模拟 | 118.722 | 102.4293 | 60 | 40 | 0 | 24 | 0 | 0.010697 | 3124.5 | 662.2453 | 0 | 15.5623 | 0 | -0.81748 | 3801.4902 | 3801.4902 | 0 | 当日执行 | 1 | 1 | 0.25 | 31.25% | 13.71% | 0.96% | 0.1783% | 175 | 175 | 0.42 | 0.078 | 131.968 | 0.045258 | 0 | 14.9893 | 102.4293 | 0 | 5.2473 | 2026-07-31 | 2026-08-01 17:45 | 2026-08-01_80 | 15 | OK | 128 | 175 | 175 | 40 | 24 | 24 | 2026-08-01 | 60.000000 MW × 208.300000 × 0.250000 h = 3124.500000 EUR | 40.000000 MW × 66.224535 × 0.250000 h = 662.245345 EUR | 零头寸，无结算现金 | 24.000000 MW × 2.593715 × 0.250000 h = 15.562289 EUR | 零上调激活电量 | −(0.010697 MWh × 76.420254) = -0.817478 EUR | 3124.500000 + 662.245345 + 0.000000 + 15.562289 + 0.000000 + -0.817478 = 3801.490156 EUR
2026-08-01 21:00 | 194.29 | 66.2245 | 7.0246 | 2.5937 | 173.2039 | 0 | 未模拟 | 102.4293 | 95.7488 | 22.2548 | 40 | 24 | 24 | 0.58231 | 0 | 1080.9732 | 662.2453 | 42.1474 | 15.5623 | 100.8581 | 0 | 1901.7864 | 1901.7864 | 0 | 当日执行 | 1 | 1 | 0.25 | 31.25% | 13.71% | 9.705% | 0% | 175 | 175 | 4.246 | 0 | 131.968 | 0.018557 | 0 | 6.146 | 95.7488 | 0 | 5.2473 | 2026-07-31 | 2026-08-01 18:00 | 2026-08-01_81 | 15 | OK | 128 | 175 | 175 | 40 | 24 | 24 | 2026-08-01 | 22.254840 MW × 194.290000 × 0.250000 h = 1080.973221 EUR | 40.000000 MW × 66.224535 × 0.250000 h = 662.245345 EUR | 24.000000 MW × 7.024565 × 0.250000 h = 42.147390 EUR | 24.000000 MW × 2.593715 × 0.250000 h = 15.562289 EUR | 0.582309 MWh × 173.203933 = 100.858135 EUR | 零下调激活电量 | 1080.973221 + 662.245345 + 42.147390 + 15.562289 + 100.858135 + 0.000000 = 1901.786380 EUR
2026-08-01 21:15 | 201.16 | 66.2245 | 7.0246 | 2.5937 | 191.7272 | 76.4203 | 未模拟 | 95.7488 | 85.6583 | 36 | 40 | 24 | 24 | 0.28841 | 0.0050743 | 1810.44 | 662.2453 | 42.1474 | 15.5623 | 55.2963 | -0.38778 | 2585.3036 | 2585.3036 | 0 | 当日执行 | 1 | 1 | 0.25 | 31.25% | 13.71% | 4.807% | 0.08457% | 175 | 175 | 2.103 | 0.037 | 131.968 | 0.028029 | 0 | 9.2833 | 85.6583 | 0 | 5.2473 | 2026-07-31 | 2026-08-01 18:15 | 2026-08-01_82 | 15 | OK | 128 | 175 | 175 | 40 | 24 | 24 | 2026-08-01 | 36.000000 MW × 201.160000 × 0.250000 h = 1810.440000 EUR | 40.000000 MW × 66.224535 × 0.250000 h = 662.245345 EUR | 24.000000 MW × 7.024565 × 0.250000 h = 42.147390 EUR | 24.000000 MW × 2.593715 × 0.250000 h = 15.562289 EUR | 0.288411 MWh × 191.727174 = 55.296308 EUR | −(0.005074 MWh × 76.420254) = -0.387778 EUR | 1810.440000 + 662.245345 + 42.147390 + 15.562289 + 55.296308 + -0.387778 = 2585.303554 EUR
2026-08-01 21:30 | 199.86 | 66.2245 | 7.0246 | 2.5937 | 199.688 | 76.4203 | 未模拟 | 85.6583 | 75.5088 | 36 | 40 | 24 | 24 | 0.33847 | 0.00096 | 1798.74 | 662.2453 | 42.1474 | 15.5623 | 67.5881 | -0.073363 | 2586.2098 | 2586.2098 | 0 | 当日执行 | 1 | 1 | 0.25 | 31.25% | 13.71% | 5.641% | 0.016% | 175 | 175 | 2.468 | 0.007 | 131.968 | 0.028193 | 0 | 9.3375 | 75.5088 | 0 | 5.2473 | 2026-07-31 | 2026-08-01 18:30 | 2026-08-01_83 | 15 | OK | 128 | 175 | 175 | 40 | 24 | 24 | 2026-08-01 | 36.000000 MW × 199.860000 × 0.250000 h = 1798.740000 EUR | 40.000000 MW × 66.224535 × 0.250000 h = 662.245345 EUR | 24.000000 MW × 7.024565 × 0.250000 h = 42.147390 EUR | 24.000000 MW × 2.593715 × 0.250000 h = 15.562289 EUR | 0.338469 MWh × 199.688030 = 67.588122 EUR | −(0.000960 MWh × 76.420254) = -0.073363 EUR | 1798.740000 + 662.245345 + 42.147390 + 15.562289 + 67.588122 + -0.073363 = 2586.209783 EUR
2026-08-01 21:45 | 199.8 | 66.2245 | 7.0246 | 2.5937 | 161.718 | 76.4203 | 未模拟 | 75.5088 | 65.7183 | 36 | 40 | 24 | 24 | 0.017417 | 0.010149 | 1798.2 | 662.2453 | 42.1474 | 15.5623 | 2.8167 | -0.77556 | 2520.1961 | 2520.1961 | 0 | 当日执行 | 1 | 1 | 0.25 | 31.25% | 13.71% | 0.2903% | 0.1691% | 175 | 175 | 0.127 | 0.074 | 131.968 | 0.027196 | 0 | 9.0073 | 65.7183 | 0 | 5.2473 | 2026-07-31 | 2026-08-01 18:45 | 2026-08-01_84 | 15 | OK | 128 | 175 | 175 | 40 | 24 | 24 | 2026-08-01 | 36.000000 MW × 199.800000 × 0.250000 h = 1798.200000 EUR | 40.000000 MW × 66.224535 × 0.250000 h = 662.245345 EUR | 24.000000 MW × 7.024565 × 0.250000 h = 42.147390 EUR | 24.000000 MW × 2.593715 × 0.250000 h = 15.562289 EUR | 0.017417 MWh × 161.718026 = 2.816666 EUR | −(0.010149 MWh × 76.420254) = -0.775556 EUR | 1798.200000 + 662.245345 + 42.147390 + 15.562289 + 2.816666 + -0.775556 = 2520.196134 EUR
2026-08-01 22:00 | 205.01 | 66.2245 | 3.9144 | 2.5937 | 196.3055 | 0 | 未模拟 | 65.7183 | 49.4139 | 60 | 40 | 0 | 24 | 0 | 0 | 3075.15 | 662.2453 | 0 | 15.5623 | 0 | 0 | 3752.9576 | 3752.9576 | 0 | 当日执行 | 1 | 1 | 0.25 | 31.25% | 13.71% | 10.23% | 0% | 175 | 175 | 4.475 | 0 | 131.968 | 0.04529 | 0 | 15 | 49.4139 | 0 | 5.2473 | 2026-07-31 | 2026-08-01 19:00 | 2026-08-01_85 | 15 | OK | 128 | 175 | 175 | 40 | 24 | 24 | 2026-08-01 | 60.000000 MW × 205.010000 × 0.250000 h = 3075.150000 EUR | 40.000000 MW × 66.224535 × 0.250000 h = 662.245345 EUR | 零头寸，无结算现金 | 24.000000 MW × 2.593715 × 0.250000 h = 15.562289 EUR | 零上调激活电量 | 零下调激活电量 | 3075.150000 + 662.245345 + 0.000000 + 15.562289 + 0.000000 + 0.000000 = 3752.957634 EUR
2026-08-01 22:15 | 201.51 | 66.2245 | 3.9144 | 2.5937 | 168.9945 | 72.4054 | 未模拟 | 49.4139 | 33.196 | 60 | 40 | 0 | 24 | 0 | 0.079543 | 3022.65 | 662.2453 | 0 | 15.5623 | 0 | -5.7593 | 3694.6983 | 3694.6983 | 0 | 当日执行 | 1 | 1 | 0.25 | 31.25% | 13.71% | 1.703% | 1.326% | 175 | 175 | 0.745 | 0.58 | 131.968 | 0.04505 | 0 | 14.9205 | 33.196 | 0 | 5.2473 | 2026-07-31 | 2026-08-01 19:15 | 2026-08-01_86 | 15 | OK | 128 | 175 | 175 | 40 | 24 | 24 | 2026-08-01 | 60.000000 MW × 201.510000 × 0.250000 h = 3022.650000 EUR | 40.000000 MW × 66.224535 × 0.250000 h = 662.245345 EUR | 零头寸，无结算现金 | 24.000000 MW × 2.593715 × 0.250000 h = 15.562289 EUR | 零上调激活电量 | −(0.079543 MWh × 72.405428) = -5.759335 EUR | 3022.650000 + 662.245345 + 0.000000 + 15.562289 + 0.000000 + -5.759335 = 3694.698300 EUR
2026-08-01 22:30 | 182.41 | 66.2245 | 3.9144 | 2.5937 | 166.2165 | 76.9199 | 未模拟 | 33.196 | 33.2894 | 0 | 40 | 0 | 24 | 0 | 0.10149 | 0 | 662.2453 | 0 | 15.5623 | 0 | -7.8063 | 670.0014 | 670.0014 | 0 | 当日执行 | 1 | 1 | 0.25 | 31.25% | 13.71% | 0.6583% | 1.691% | 175 | 175 | 0.288 | 0.74 | 131.968 | 0.00025935 | 0.10149 | 0 | 33.2894 | 0 | 5.2473 | 2026-07-31 | 2026-08-01 19:30 | 2026-08-01_87 | 15 | OK | 128 | 175 | 175 | 40 | 24 | 24 | 2026-08-01 | 零头寸，无结算现金 | 40.000000 MW × 66.224535 × 0.250000 h = 662.245345 EUR | 零头寸，无结算现金 | 24.000000 MW × 2.593715 × 0.250000 h = 15.562289 EUR | 零上调激活电量 | −(0.101486 MWh × 76.919940) = -7.806275 EUR | 0.000000 + 662.245345 + 0.000000 + 15.562289 + 0.000000 + -7.806275 = 670.001359 EUR
2026-08-01 22:45 | 173.85 | 66.2245 | 3.9144 | 2.5937 | 164.9923 | 70.1446 | 未模拟 | 33.2894 | 33.5756 | 0 | 40 | 0 | 24 | 0 | 0.31104 | 0 | 662.2453 | 0 | 15.5623 | 0 | -21.8178 | 655.9898 | 655.9898 | 0 | 当日执行 | 1 | 1 | 0.25 | 31.25% | 13.71% | 0.64% | 5.184% | 175 | 175 | 0.28 | 2.268 | 131.968 | 0.00079488 | 0.31104 | 0 | 33.5756 | 0 | 5.2473 | 2026-07-31 | 2026-08-01 19:45 | 2026-08-01_88 | 15 | OK | 128 | 175 | 175 | 40 | 24 | 24 | 2026-08-01 | 零头寸，无结算现金 | 40.000000 MW × 66.224535 × 0.250000 h = 662.245345 EUR | 零头寸，无结算现金 | 24.000000 MW × 2.593715 × 0.250000 h = 15.562289 EUR | 零上调激活电量 | −(0.311040 MWh × 70.144646) = -21.817791 EUR | 0.000000 + 662.245345 + 0.000000 + 15.562289 + 0.000000 + -21.817791 = 655.989844 EUR
2026-08-01 23:00 | 190.2 | 66.2245 | 7.1275 | 2.5937 | 168.4975 | 74.3255 | 未模拟 | 33.5756 | 33.5137 | 0 | 40 | 24 | 24 | 0.12878 | 0.084891 | 0 | 662.2453 | 42.7649 | 15.5623 | 21.6986 | -6.3096 | 735.9615 | 735.9615 | 0 | 当日执行 | 1 | 1 | 0.25 | 31.25% | 13.71% | 2.146% | 1.415% | 175 | 175 | 0.939 | 0.619 | 131.968 | 0.00060576 | 0.084891 | 0.12878 | 33.5137 | 0 | 5.2473 | 2026-07-31 | 2026-08-01 20:00 | 2026-08-01_89 | 15 | OK | 128 | 175 | 175 | 40 | 24 | 24 | 2026-08-01 | 零头寸，无结算现金 | 40.000000 MW × 66.224535 × 0.250000 h = 662.245345 EUR | 24.000000 MW × 7.127475 × 0.250000 h = 42.764850 EUR | 24.000000 MW × 2.593715 × 0.250000 h = 15.562289 EUR | 0.128777 MWh × 168.497513 = 21.698628 EUR | −(0.084891 MWh × 74.325463) = -6.309595 EUR | 0.000000 + 662.245345 + 42.764850 + 15.562289 + 21.698628 + -6.309595 = 735.961518 EUR
2026-08-01 23:15 | 179.69 | 66.2245 | 7.1275 | 2.5937 | 206.4252 | 0 | 未模拟 | 33.5137 | 32.8456 | 0 | 40 | 24 | 24 | 0.61467 | 0 | 0 | 662.2453 | 42.7649 | 15.5623 | 126.8843 | 0 | 847.4568 | 847.4568 | 0 | 当日执行 | 1 | 1 | 0.25 | 31.25% | 13.71% | 10.24% | 0% | 175 | 175 | 4.482 | 0 | 131.968 | 0.0018559 | 0 | 0.61467 | 32.8456 | 0 | 5.2473 | 2026-07-31 | 2026-08-01 20:15 | 2026-08-01_90 | 15 | OK | 128 | 175 | 175 | 40 | 24 | 24 | 2026-08-01 | 零头寸，无结算现金 | 40.000000 MW × 66.224535 × 0.250000 h = 662.245345 EUR | 24.000000 MW × 7.127475 × 0.250000 h = 42.764850 EUR | 24.000000 MW × 2.593715 × 0.250000 h = 15.562289 EUR | 0.614674 MWh × 206.425209 = 126.884268 EUR | 零下调激活电量 | 0.000000 + 662.245345 + 42.764850 + 15.562289 + 126.884268 + 0.000000 = 847.456753 EUR
2026-08-01 23:30 | 175.2 | 66.2245 | 7.1275 | 2.5937 | 211.4798 | 0 | 未模拟 | 32.8456 | 32.0424 | 0 | 40 | 24 | 24 | 0.73893 | 0 | 0 | 662.2453 | 42.7649 | 15.5623 | 156.2679 | 0 | 876.8404 | 876.8404 | 0 | 当日执行 | 1 | 1 | 0.25 | 31.25% | 13.71% | 12.32% | 0% | 175 | 175 | 5.388 | 0 | 131.968 | 0.0022311 | 0 | 0.73893 | 32.0424 | 0 | 5.2473 | 2026-07-31 | 2026-08-01 20:30 | 2026-08-01_91 | 15 | OK | 128 | 175 | 175 | 40 | 24 | 24 | 2026-08-01 | 零头寸，无结算现金 | 40.000000 MW × 66.224535 × 0.250000 h = 662.245345 EUR | 24.000000 MW × 7.127475 × 0.250000 h = 42.764850 EUR | 24.000000 MW × 2.593715 × 0.250000 h = 15.562289 EUR | 0.738926 MWh × 211.479809 = 156.267869 EUR | 零下调激活电量 | 0.000000 + 662.245345 + 42.764850 + 15.562289 + 156.267869 + 0.000000 = 876.840354 EUR
2026-08-01 23:45 | 169.1 | 66.2245 | 7.1275 | 2.5937 | 198.7775 | 77.1826 | 未模拟 | 32.0424 | 31.7391 | 0 | 40 | 24 | 24 | 0.29362 | 0.01728 | 0 | 662.2453 | 42.7649 | 15.5623 | 58.3656 | -1.3337 | 777.6044 | 777.6044 | 0 | 当日执行 | 1 | 1 | 0.25 | 31.25% | 13.71% | 4.894% | 0.288% | 175 | 175 | 2.141 | 0.126 | 131.968 | 0.0009307 | 0.01728 | 0.29362 | 31.7391 | 0 | 5.2473 | 2026-07-31 | 2026-08-01 20:45 | 2026-08-01_92 | 15 | OK | 128 | 175 | 175 | 40 | 24 | 24 | 2026-08-01 | 零头寸，无结算现金 | 40.000000 MW × 66.224535 × 0.250000 h = 662.245345 EUR | 24.000000 MW × 7.127475 × 0.250000 h = 42.764850 EUR | 24.000000 MW × 2.593715 × 0.250000 h = 15.562289 EUR | 0.293623 MWh × 198.777467 = 58.365608 EUR | −(0.017280 MWh × 77.182551) = -1.333714 EUR | 0.000000 + 662.245345 + 42.764850 + 15.562289 + 58.365608 + -1.333714 = 777.604378 EUR
2026-08-02 | 172.11 | 66.2245 | 7.1275 | 2.7062 | 184.1103 | 77.1826 | 未模拟 | 31.7391 | 35.7281 | -18.458 | 40 | 24 | 24 | 0.31392 | 0.048411 | -794.2028 | 662.2453 | 42.7649 | 16.2369 | 57.7959 | -3.7365 | -18.8963 | -18.8963 | 0 | 次日冻结计划复原 | 1 | 1 | 0.25 | 31.25% | 13.71% | 5.232% | 0.8069% | 175 | 175 | 2.289 | 0.353 | 131.968 | 0.011518 | 4.4215 | 0.072489 | 35.7281 | 0 | 5.2473 | 2026-07-31 | 2026-08-01 21:00 | 2026-08-01_93 | 15 | OK | 128 | 175 | 175 | 40 | 24 | 24 | 2026-08-01 | -18.458027 MW × 172.110000 × 0.250000 h = -794.202771 EUR | 40.000000 MW × 66.224535 × 0.250000 h = 662.245345 EUR | 24.000000 MW × 7.127475 × 0.250000 h = 42.764850 EUR | 24.000000 MW × 2.706154 × 0.250000 h = 16.236922 EUR | 0.313920 MWh × 184.110304 = 57.795907 EUR | −(0.048411 MWh × 77.182551) = -3.736518 EUR | -794.202771 + 662.245345 + 42.764850 + 16.236922 + 57.795907 + -3.736518 = -18.896264 EUR
2026-08-02 00:15 | 171.94 | 66.2245 | 7.1275 | 2.7062 | 0 | 70.3167 | 未模拟 | 35.7281 | 36.4367 | 0 | 40 | 24 | 24 | 0 | 0.77019 | 0 | 662.2453 | 42.7649 | 16.2369 | 0 | -54.1575 | 667.0896 | 667.0896 | 0 | 次日冻结计划复原 | 1 | 1 | 0.25 | 31.25% | 13.71% | 0% | 12.84% | 175 | 175 | 0 | 5.616 | 131.968 | 0.0019683 | 0.77019 | 0 | 36.4367 | 0 | 5.2473 | 2026-07-31 | 2026-08-01 21:15 | 2026-08-01_94 | 15 | OK | 128 | 175 | 175 | 40 | 24 | 24 | 2026-08-01 | 零头寸，无结算现金 | 40.000000 MW × 66.224535 × 0.250000 h = 662.245345 EUR | 24.000000 MW × 7.127475 × 0.250000 h = 42.764850 EUR | 24.000000 MW × 2.706154 × 0.250000 h = 16.236922 EUR | 零上调激活电量 | −(0.770194 MWh × 70.316734) = -54.157547 EUR | 0.000000 + 662.245345 + 42.764850 + 16.236922 + 0.000000 + -54.157547 = 667.089571 EUR
2026-08-02 00:30 | 171.23 | 66.2245 | 7.1275 | 2.7062 | 176.4248 | 70.1256 | 未模拟 | 36.4367 | 36.4632 | 0 | 40 | 24 | 24 | 0.11945 | 0.16992 | 0 | 662.2453 | 42.7649 | 16.2369 | 21.0742 | -11.9157 | 730.4056 | 730.4056 | 0 | 次日冻结计划复原 | 1 | 1 | 0.25 | 31.25% | 13.71% | 1.991% | 2.832% | 175 | 175 | 0.871 | 1.239 | 131.968 | 0.0007949 | 0.16992 | 0.11945 | 36.4632 | 0 | 5.2473 | 2026-07-31 | 2026-08-01 21:30 | 2026-08-01_95 | 15 | OK | 128 | 175 | 175 | 40 | 24 | 24 | 2026-08-01 | 零头寸，无结算现金 | 40.000000 MW × 66.224535 × 0.250000 h = 662.245345 EUR | 24.000000 MW × 7.127475 × 0.250000 h = 42.764850 EUR | 24.000000 MW × 2.706154 × 0.250000 h = 16.236922 EUR | 0.119451 MWh × 176.424828 = 21.074198 EUR | −(0.169920 MWh × 70.125588) = -11.915740 EUR | 0.000000 + 662.245345 + 42.764850 + 16.236922 + 21.074198 + -11.915740 = 730.405575 EUR
2026-08-02 00:45 | 164.72 | 66.2245 | 7.1275 | 2.7062 | 157.4648 | 76.9855 | 未模拟 | 36.4632 | 36.5687 | 0 | 40 | 24 | 24 | 0.02016 | 0.13851 | 0 | 662.2453 | 42.7649 | 16.2369 | 3.1745 | -10.6636 | 713.758 | 713.758 | 0 | 次日冻结计划复原 | 1 | 1 | 0.25 | 31.25% | 13.71% | 0.336% | 2.309% | 175 | 175 | 0.147 | 1.01 | 131.968 | 0.00041485 | 0.13851 | 0.02016 | 36.5687 | 0 | 5.2473 | 2026-07-31 | 2026-08-01 21:45 | 2026-08-01_96 | 15 | OK | 128 | 175 | 175 | 40 | 24 | 24 | 2026-08-01 | 零头寸，无结算现金 | 40.000000 MW × 66.224535 × 0.250000 h = 662.245345 EUR | 24.000000 MW × 7.127475 × 0.250000 h = 42.764850 EUR | 24.000000 MW × 2.706154 × 0.250000 h = 16.236922 EUR | 0.020160 MWh × 157.464791 = 3.174490 EUR | −(0.138514 MWh × 76.985497) = -10.663591 EUR | 0.000000 + 662.245345 + 42.764850 + 16.236922 + 3.174490 + -10.663591 = 713.758017 EUR
2026-08-02 01:00 | 189.01 | 66.2245 | 7.1275 | 2.7062 | 0 | 76.83 | 未模拟 | 36.5687 | 31.7391 | 21.1501 | 40 | 24 | 24 | 0 | 0.86002 | 999.3969 | 662.2453 | 42.7649 | 16.2369 | 0 | -66.0755 | 1654.5684 | 1654.5684 | 0 | 次日冻结计划复原 | 1 | 1 | 0.25 | 31.25% | 13.71% | 0% | 14.33% | 175 | 175 | 0 | 6.271 | 128 | 0.013937 | 0.10212 | 4.5296 | 31.7391 | 0 | 5.2473 | 2026-07-31 | 2026-08-01 22:00 | 2026-08-02_1 | 15 | OK | 128 | 175 | 175 | 40 | 24 | 24 | 2026-08-01 | 21.150138 MW × 189.010000 × 0.250000 h = 999.396879 EUR | 40.000000 MW × 66.224535 × 0.250000 h = 662.245345 EUR | 24.000000 MW × 7.127475 × 0.250000 h = 42.764850 EUR | 24.000000 MW × 2.706154 × 0.250000 h = 16.236922 EUR | 零上调激活电量 | −(0.860023 MWh × 76.829989) = -66.075546 EUR | 999.396879 + 662.245345 + 42.764850 + 16.236922 + 0.000000 + -66.075546 = 1654.568450 EUR
2026-08-02 01:15 | 171.26 | 66.2245 | 7.1275 | 2.7062 | 152.4594 | 77.0337 | 未模拟 | 31.7391 | 31.8917 | 0 | 40 | 24 | 24 | 0.00054857 | 0.16649 | 0 | 662.2453 | 42.7649 | 16.2369 | 0.083635 | -12.8255 | 708.5053 | 708.5053 | 0 | 次日冻结计划复原 | 1 | 1 | 0.25 | 31.25% | 13.71% | 0.009143% | 2.775% | 175 | 175 | 0.004 | 1.214 | 128 | 0.00042713 | 0.16649 | 0.00054857 | 31.8917 | 0 | 5.2473 | 2026-07-31 | 2026-08-01 22:15 | 2026-08-02_2 | 15 | OK | 128 | 175 | 175 | 40 | 24 | 24 | 2026-08-01 | 零头寸，无结算现金 | 40.000000 MW × 66.224535 × 0.250000 h = 662.245345 EUR | 24.000000 MW × 7.127475 × 0.250000 h = 42.764850 EUR | 24.000000 MW × 2.706154 × 0.250000 h = 16.236922 EUR | 0.000549 MWh × 152.459360 = 0.083635 EUR | −(0.166491 MWh × 77.033713) = -12.825453 EUR | 0.000000 + 662.245345 + 42.764850 + 16.236922 + 0.083635 + -12.825453 = 708.505300 EUR
2026-08-02 01:30 | 161.1 | 66.2245 | 7.1275 | 2.7062 | 152.4594 | 77.1826 | 未模拟 | 31.8917 | 32.0587 | 0 | 40 | 24 | 24 | 0.01248 | 0.19625 | 0 | 662.2453 | 42.7649 | 16.2369 | 1.9027 | -15.1472 | 708.0026 | 708.0026 | 0 | 次日冻结计划复原 | 1 | 1 | 0.25 | 31.25% | 13.71% | 0.208% | 3.271% | 175 | 175 | 0.091 | 1.431 | 128 | 0.00053921 | 0.19625 | 0.01248 | 32.0587 | 0 | 5.2473 | 2026-07-31 | 2026-08-01 22:30 | 2026-08-02_3 | 15 | OK | 128 | 175 | 175 | 40 | 24 | 24 | 2026-08-01 | 零头寸，无结算现金 | 40.000000 MW × 66.224535 × 0.250000 h = 662.245345 EUR | 24.000000 MW × 7.127475 × 0.250000 h = 42.764850 EUR | 24.000000 MW × 2.706154 × 0.250000 h = 16.236922 EUR | 0.012480 MWh × 152.459360 = 1.902693 EUR | −(0.196251 MWh × 77.182551) = -15.147186 EUR | 0.000000 + 662.245345 + 42.764850 + 16.236922 + 1.902693 + -15.147186 = 708.002624 EUR
2026-08-02 01:45 | 160.43 | 66.2245 | 7.1275 | 2.7062 | 165.0062 | 77.1826 | 未模拟 | 32.0587 | 32.0858 | 0 | 40 | 24 | 24 | 0.02784 | 0.0624 | 0 | 662.2453 | 42.7649 | 16.2369 | 4.5938 | -4.8162 | 721.0247 | 721.0247 | 0 | 次日冻结计划复原 | 1 | 1 | 0.25 | 31.25% | 13.71% | 0.464% | 1.04% | 175 | 175 | 0.203 | 0.455 | 128 | 0.00024352 | 0.0624 | 0.02784 | 32.0858 | 0 | 5.2473 | 2026-07-31 | 2026-08-01 22:45 | 2026-08-02_4 | 15 | OK | 128 | 175 | 175 | 40 | 24 | 24 | 2026-08-01 | 零头寸，无结算现金 | 40.000000 MW × 66.224535 × 0.250000 h = 662.245345 EUR | 24.000000 MW × 7.127475 × 0.250000 h = 42.764850 EUR | 24.000000 MW × 2.706154 × 0.250000 h = 16.236922 EUR | 0.027840 MWh × 165.006194 = 4.593772 EUR | −(0.062400 MWh × 77.182551) = -4.816191 EUR | 0.000000 + 662.245345 + 42.764850 + 16.236922 + 4.593772 + -4.816191 = 721.024699 EUR
2026-08-02 02:00 | 160.86 | 66.2245 | 7.1275 | 2.7062 | 178.9172 | 0 | 未模拟 | 32.0858 | 31.8014 | -0.18025 | 40 | 24 | 24 | 0.30021 | 0 | -7.2487 | 662.2453 | 42.7649 | 16.2369 | 53.712 | 0 | 767.7104 | 767.7104 | 0 | 次日冻结计划复原 | 1 | 1 | 0.25 | 31.25% | 13.71% | 5.003% | 0% | 175 | 175 | 2.189 | 0 | 128 | 0.001009 | 0.042807 | 0.29795 | 31.8014 | 0 | 5.2473 | 2026-07-31 | 2026-08-01 23:00 | 2026-08-02_5 | 15 | OK | 128 | 175 | 175 | 40 | 24 | 24 | 2026-08-01 | -0.180248 MW × 160.860000 × 0.250000 h = -7.248674 EUR | 40.000000 MW × 66.224535 × 0.250000 h = 662.245345 EUR | 24.000000 MW × 7.127475 × 0.250000 h = 42.764850 EUR | 24.000000 MW × 2.706154 × 0.250000 h = 16.236922 EUR | 0.300206 MWh × 178.917157 = 53.711953 EUR | 零下调激活电量 | -7.248674 + 662.245345 + 42.764850 + 16.236922 + 53.711953 + 0.000000 = 767.710397 EUR
2026-08-02 02:15 | 156.81 | 66.2245 | 7.1275 | 2.7062 | 171.4133 | 76.9457 | 未模拟 | 31.8014 | 33.2756 | -7.3703 | 40 | 24 | 24 | 0.37714 | 0.18446 | -288.9355 | 662.2453 | 42.7649 | 16.2369 | 64.6473 | -14.1932 | 482.7658 | 482.7658 | 0 | 次日冻结计划复原 | 1 | 1 | 0.25 | 31.25% | 13.71% | 6.286% | 3.074% | 175 | 175 | 2.75 | 1.345 | 128 | 0.0056733 | 1.9112 | 0.26132 | 33.2756 | 0 | 5.2473 | 2026-07-31 | 2026-08-01 23:15 | 2026-08-02_6 | 15 | OK | 128 | 175 | 175 | 40 | 24 | 24 | 2026-08-01 | -7.370332 MW × 156.810000 × 0.250000 h = -288.935452 EUR | 40.000000 MW × 66.224535 × 0.250000 h = 662.245345 EUR | 24.000000 MW × 7.127475 × 0.250000 h = 42.764850 EUR | 24.000000 MW × 2.706154 × 0.250000 h = 16.236922 EUR | 0.377143 MWh × 171.413298 = 64.647301 EUR | −(0.184457 MWh × 76.945667) = -14.193178 EUR | -288.935452 + 662.245345 + 42.764850 + 16.236922 + 64.647301 + -14.193178 = 482.765788 EUR
2026-08-02 02:30 | 162.01 | 66.2245 | 7.1275 | 2.7062 | 171.257 | 77.1826 | 未模拟 | 33.2756 | 32.6532 | 0 | 40 | 24 | 24 | 0.57463 | 0.0023314 | 0 | 662.2453 | 42.7649 | 16.2369 | 98.4092 | -0.17995 | 819.4764 | 819.4764 | 0 | 次日冻结计划复原 | 1 | 1 | 0.25 | 31.25% | 13.71% | 9.577% | 0.03886% | 175 | 175 | 4.19 | 0.017 | 128 | 0.0017409 | 0.0023314 | 0.57463 | 32.6532 | 0 | 5.2473 | 2026-07-31 | 2026-08-01 23:30 | 2026-08-02_7 | 15 | OK | 128 | 175 | 175 | 40 | 24 | 24 | 2026-08-01 | 零头寸，无结算现金 | 40.000000 MW × 66.224535 × 0.250000 h = 662.245345 EUR | 24.000000 MW × 7.127475 × 0.250000 h = 42.764850 EUR | 24.000000 MW × 2.706154 × 0.250000 h = 16.236922 EUR | 0.574629 MWh × 171.257027 = 98.409181 EUR | −(0.002331 MWh × 77.182551) = -0.179946 EUR | 0.000000 + 662.245345 + 42.764850 + 16.236922 + 98.409181 + -0.179946 = 819.476353 EUR
2026-08-02 02:45 | 160.5 | 66.2245 | 7.1275 | 2.7062 | 161.2334 | 0 | 未模拟 | 32.6532 | 32.6041 | 0 | 40 | 24 | 24 | 0.04512 | 0 | 0 | 662.2453 | 42.7649 | 16.2369 | 7.2749 | 0 | 728.522 | 728.522 | 0 | 次日冻结计划复原 | 1 | 1 | 0.25 | 31.25% | 13.71% | 0.752% | 0% | 175 | 175 | 0.329 | 0 | 128 | 0.00013623 | 0 | 0.04512 | 32.6041 | 0 | 5.2473 | 2026-07-31 | 2026-08-01 23:45 | 2026-08-02_8 | 15 | OK | 128 | 175 | 175 | 40 | 24 | 24 | 2026-08-01 | 零头寸，无结算现金 | 40.000000 MW × 66.224535 × 0.250000 h = 662.245345 EUR | 24.000000 MW × 7.127475 × 0.250000 h = 42.764850 EUR | 24.000000 MW × 2.706154 × 0.250000 h = 16.236922 EUR | 0.045120 MWh × 161.233396 = 7.274851 EUR | 零下调激活电量 | 0.000000 + 662.245345 + 42.764850 + 16.236922 + 7.274851 + 0.000000 = 728.521968 EUR
2026-08-02 03:00 | 159.1 | 66.2245 | 7.1275 | 4.2098 | 168.1516 | 0 | 未模拟 | 32.6041 | 32.4455 | 0 | 40 | 24 | 24 | 0.14592 | 0 | 0 | 662.2453 | 42.7649 | 25.2587 | 24.5367 | 0 | 754.8056 | 754.8056 | 0 | 次日冻结计划复原 | 1 | 1 | 0.25 | 31.25% | 13.71% | 2.432% | 0% | 175 | 175 | 1.064 | 0 | 128 | 0.00044058 | 0 | 0.14592 | 32.4455 | 0 | 5.2473 | 2026-07-31 | 2026-08-02 | 2026-08-02_9 | 15 | OK | 128 | 175 | 175 | 40 | 24 | 24 | 2026-08-01 | 零头寸，无结算现金 | 40.000000 MW × 66.224535 × 0.250000 h = 662.245345 EUR | 24.000000 MW × 7.127475 × 0.250000 h = 42.764850 EUR | 24.000000 MW × 4.209784 × 0.250000 h = 25.258704 EUR | 0.145920 MWh × 168.151621 = 24.536685 EUR | 零下调激活电量 | 0.000000 + 662.245345 + 42.764850 + 25.258704 + 24.536685 + 0.000000 = 754.805585 EUR
2026-08-02 03:15 | 156.86 | 66.2245 | 7.1275 | 4.2098 | 176.554 | 0 | 未模拟 | 32.4455 | 32.6474 | -4.5588 | 40 | 24 | 24 | 0.80229 | 0 | -178.7728 | 662.2453 | 42.7649 | 25.2587 | 141.6468 | 0 | 693.1429 | 693.1429 | 0 | 次日冻结计划复原 | 1 | 1 | 0.25 | 31.25% | 13.71% | 13.37% | 0% | 175 | 175 | 5.85 | 0 | 128 | 0.0044853 | 0.9873 | 0.64989 | 32.6474 | 0 | 5.2473 | 2026-07-31 | 2026-08-02 00:15 | 2026-08-02_10 | 15 | OK | 128 | 175 | 175 | 40 | 24 | 24 | 2026-08-01 | -4.558785 MW × 156.860000 × 0.250000 h = -178.772767 EUR | 40.000000 MW × 66.224535 × 0.250000 h = 662.245345 EUR | 24.000000 MW × 7.127475 × 0.250000 h = 42.764850 EUR | 24.000000 MW × 4.209784 × 0.250000 h = 25.258704 EUR | 0.802286 MWh × 176.554037 = 141.646782 EUR | 零下调激活电量 | -178.772767 + 662.245345 + 42.764850 + 25.258704 + 141.646782 + 0.000000 = 693.142915 EUR
2026-08-02 03:30 | 157.31 | 66.2245 | 7.1275 | 4.2098 | 173.5898 | 0 | 未模拟 | 32.6474 | 32.4131 | -3.5011 | 40 | 24 | 24 | 0.97838 | 0 | -137.6889 | 662.2453 | 42.7649 | 25.2587 | 169.8363 | 0 | 762.4164 | 762.4164 | 0 | 次日冻结计划复原 | 1 | 1 | 0.25 | 31.25% | 13.71% | 16.31% | 0% | 175 | 175 | 7.134 | 0 | 128 | 0.0043952 | 0.73255 | 0.83565 | 32.4131 | 0 | 5.2473 | 2026-07-31 | 2026-08-02 00:30 | 2026-08-02_11 | 15 | OK | 128 | 175 | 175 | 40 | 24 | 24 | 2026-08-01 | -3.501084 MW × 157.310000 × 0.250000 h = -137.688870 EUR | 40.000000 MW × 66.224535 × 0.250000 h = 662.245345 EUR | 24.000000 MW × 7.127475 × 0.250000 h = 42.764850 EUR | 24.000000 MW × 4.209784 × 0.250000 h = 25.258704 EUR | 0.978377 MWh × 173.589846 = 169.836338 EUR | 零下调激活电量 | -137.688870 + 662.245345 + 42.764850 + 25.258704 + 169.836338 + 0.000000 = 762.416368 EUR
2026-08-02 03:45 | 154.8 | 66.2245 | 7.1275 | 4.2098 | 185.3584 | 0 | 未模拟 | 32.4131 | 34.1585 | -13.9783 | 40 | 24 | 24 | 1.4848 | 0 | -540.9606 | 662.2453 | 42.7649 | 25.2587 | 275.2286 | 0 | 464.5368 | 464.5368 | 0 | 次日冻结计划复原 | 1 | 1 | 0.25 | 31.25% | 13.71% | 24.75% | 0% | 175 | 175 | 10.827 | 0 | 128 | 0.0085926 | 2.6298 | 0.62003 | 34.1585 | 0 | 5.2473 | 2026-07-31 | 2026-08-02 00:45 | 2026-08-02_12 | 15 | OK | 128 | 175 | 175 | 40 | 24 | 24 | 2026-08-01 | -13.978311 MW × 154.800000 × 0.250000 h = -540.960643 EUR | 40.000000 MW × 66.224535 × 0.250000 h = 662.245345 EUR | 24.000000 MW × 7.127475 × 0.250000 h = 42.764850 EUR | 24.000000 MW × 4.209784 × 0.250000 h = 25.258704 EUR | 1.484846 MWh × 185.358375 = 275.228588 EUR | 零下调激活电量 | -540.960643 + 662.245345 + 42.764850 + 25.258704 + 275.228588 + 0.000000 = 464.536845 EUR
2026-08-02 04:00 | 157.48 | 66.2245 | 7.1275 | 5.0769 | 217.7878 | 0 | 未模拟 | 34.1585 | 31.7391 | 0 | 40 | 24 | 24 | 2.2258 | 0 | 0 | 662.2453 | 42.7649 | 30.4614 | 484.7583 | 0 | 1220.2299 | 1220.2299 | 0 | 次日冻结计划复原 | 1 | 1 | 0.25 | 31.25% | 13.71% | 37.1% | 0% | 175 | 175 | 16.23 | 0 | 128 | 0.0067205 | 0 | 2.2258 | 31.7391 | 0 | 5.2473 | 2026-07-31 | 2026-08-02 01:00 | 2026-08-02_13 | 15 | OK | 128 | 175 | 175 | 40 | 24 | 24 | 2026-08-01 | 零头寸，无结算现金 | 40.000000 MW × 66.224535 × 0.250000 h = 662.245345 EUR | 24.000000 MW × 7.127475 × 0.250000 h = 42.764850 EUR | 24.000000 MW × 5.076897 × 0.250000 h = 30.461380 EUR | 2.225829 MWh × 217.787815 = 484.758340 EUR | 零下调激活电量 | 0.000000 + 662.245345 + 42.764850 + 30.461380 + 484.758340 + 0.000000 = 1220.229916 EUR
2026-08-02 04:15 | 154.01 | 66.2245 | 7.1275 | 5.0769 | 211.2767 | 0 | 未模拟 | 31.7391 | 35.0697 | -24 | 40 | 24 | 24 | 2.3798 | 0 | -924.06 | 662.2453 | 42.7649 | 30.4614 | 502.8046 | 0 | 314.2162 | 314.2162 | 0 | 次日冻结计划复原 | 1 | 1 | 0.25 | 31.25% | 13.71% | 39.66% | 0% | 175 | 175 | 17.353 | 0 | 128 | 0.0092515 | 3.6202 | 0 | 35.0697 | 0 | 5.2473 | 2026-07-31 | 2026-08-02 01:15 | 2026-08-02_14 | 15 | OK | 128 | 175 | 175 | 40 | 24 | 24 | 2026-08-01 | -24.000000 MW × 154.010000 × 0.250000 h = -924.060000 EUR | 40.000000 MW × 66.224535 × 0.250000 h = 662.245345 EUR | 24.000000 MW × 7.127475 × 0.250000 h = 42.764850 EUR | 24.000000 MW × 5.076897 × 0.250000 h = 30.461380 EUR | 2.379840 MWh × 211.276657 = 502.804638 EUR | 零下调激活电量 | -924.060000 + 662.245345 + 42.764850 + 30.461380 + 502.804638 + 0.000000 = 314.216214 EUR
2026-08-02 04:30 | 154.82 | 66.2245 | 7.1275 | 5.0769 | 223.7629 | 0 | 未模拟 | 35.0697 | 37.6926 | -22.8738 | 40 | 24 | 24 | 2.8432 | 0 | -885.3293 | 662.2453 | 42.7649 | 30.4614 | 636.2129 | 0 | 486.3551 | 486.3551 | 0 | 次日冻结计划复原 | 1 | 1 | 0.25 | 31.25% | 13.71% | 47.39% | 0% | 175 | 175 | 20.732 | 0 | 128 | 0.0080915 | 3.0086 | 0.13342 | 37.6926 | 0 | 5.2473 | 2026-07-31 | 2026-08-02 01:30 | 2026-08-02_15 | 15 | OK | 128 | 175 | 175 | 40 | 24 | 24 | 2026-08-01 | -22.873771 MW × 154.820000 × 0.250000 h = -885.329320 EUR | 40.000000 MW × 66.224535 × 0.250000 h = 662.245345 EUR | 24.000000 MW × 7.127475 × 0.250000 h = 42.764850 EUR | 24.000000 MW × 5.076897 × 0.250000 h = 30.461380 EUR | 2.843246 MWh × 223.762888 = 636.212871 EUR | 零下调激活电量 | -885.329320 + 662.245345 + 42.764850 + 30.461380 + 636.212871 + 0.000000 = 486.355127 EUR
2026-08-02 04:45 | 154.78 | 66.2245 | 7.1275 | 5.0769 | 190.9685 | 0 | 未模拟 | 37.6926 | 35.5895 | 0 | 40 | 24 | 24 | 1.9348 | 0 | 0 | 662.2453 | 42.7649 | 30.4614 | 369.488 | 0 | 1104.9596 | 1104.9596 | 0 | 次日冻结计划复原 | 1 | 1 | 0.25 | 31.25% | 13.71% | 32.25% | 0% | 175 | 175 | 14.108 | 0 | 128 | 0.0058418 | 0 | 1.9348 | 35.5895 | 0 | 5.2473 | 2026-07-31 | 2026-08-02 01:45 | 2026-08-02_16 | 15 | OK | 128 | 175 | 175 | 40 | 24 | 24 | 2026-08-01 | 零头寸，无结算现金 | 40.000000 MW × 66.224535 × 0.250000 h = 662.245345 EUR | 24.000000 MW × 7.127475 × 0.250000 h = 42.764850 EUR | 24.000000 MW × 5.076897 × 0.250000 h = 30.461380 EUR | 1.934811 MWh × 190.968498 = 369.488033 EUR | 零下调激活电量 | 0.000000 + 662.245345 + 42.764850 + 30.461380 + 369.488033 + 0.000000 = 1104.959608 EUR
2026-08-02 05:00 | 157.47 | 66.2245 | 7.1275 | 5.0731 | 188.9985 | 0 | 未模拟 | 35.5895 | 34.5052 | 0 | 40 | 24 | 24 | 0.99758 | 0 | 0 | 662.2453 | 42.7649 | 30.4385 | 188.5406 | 0 | 923.9893 | 923.9893 | 0 | 次日冻结计划复原 | 1 | 1 | 0.25 | 31.25% | 13.71% | 16.63% | 0% | 175 | 175 | 7.274 | 0 | 128 | 0.003012 | 0 | 0.99758 | 34.5052 | 0 | 5.2473 | 2026-07-31 | 2026-08-02 02:00 | 2026-08-02_17 | 15 | OK | 128 | 175 | 175 | 40 | 24 | 24 | 2026-08-01 | 零头寸，无结算现金 | 40.000000 MW × 66.224535 × 0.250000 h = 662.245345 EUR | 24.000000 MW × 7.127475 × 0.250000 h = 42.764850 EUR | 24.000000 MW × 5.073085 × 0.250000 h = 30.438511 EUR | 0.997577 MWh × 188.998533 = 188.540616 EUR | 零下调激活电量 | 0.000000 + 662.245345 + 42.764850 + 30.438511 + 188.540616 + 0.000000 = 923.989323 EUR
2026-08-02 05:15 | 153.84 | 66.2245 | 7.1275 | 5.0731 | 179.4327 | 0 | 未模拟 | 34.5052 | 33.6709 | 0 | 40 | 24 | 24 | 0.76759 | 0 | 0 | 662.2453 | 42.7649 | 30.4385 | 137.7305 | 0 | 873.1792 | 873.1792 | 0 | 次日冻结计划复原 | 1 | 1 | 0.25 | 31.25% | 13.71% | 12.79% | 0% | 175 | 175 | 5.597 | 0 | 128 | 0.0023176 | 0 | 0.76759 | 33.6709 | 0 | 5.2473 | 2026-07-31 | 2026-08-02 02:15 | 2026-08-02_18 | 15 | OK | 128 | 175 | 175 | 40 | 24 | 24 | 2026-08-01 | 零头寸，无结算现金 | 40.000000 MW × 66.224535 × 0.250000 h = 662.245345 EUR | 24.000000 MW × 7.127475 × 0.250000 h = 42.764850 EUR | 24.000000 MW × 5.073085 × 0.250000 h = 30.438511 EUR | 0.767589 MWh × 179.432661 = 137.730460 EUR | 零下调激活电量 | 0.000000 + 662.245345 + 42.764850 + 30.438511 + 137.730460 + 0.000000 = 873.179167 EUR
2026-08-02 05:30 | 154.19 | 66.2245 | 7.1275 | 5.0731 | 174.5782 | 0 | 未模拟 | 33.6709 | 33.197 | 0 | 40 | 24 | 24 | 0.43598 | 0 | 0 | 662.2453 | 42.7649 | 30.4385 | 76.1121 | 0 | 811.5608 | 811.5608 | 0 | 次日冻结计划复原 | 1 | 1 | 0.25 | 31.25% | 13.71% | 7.266% | 0% | 175 | 175 | 3.179 | 0 | 128 | 0.0013164 | 0 | 0.43598 | 33.197 | 0 | 5.2473 | 2026-07-31 | 2026-08-02 02:30 | 2026-08-02_19 | 15 | OK | 128 | 175 | 175 | 40 | 24 | 24 | 2026-08-01 | 零头寸，无结算现金 | 40.000000 MW × 66.224535 × 0.250000 h = 662.245345 EUR | 24.000000 MW × 7.127475 × 0.250000 h = 42.764850 EUR | 24.000000 MW × 5.073085 × 0.250000 h = 30.438511 EUR | 0.435977 MWh × 174.578164 = 76.112089 EUR | 零下调激活电量 | 0.000000 + 662.245345 + 42.764850 + 30.438511 + 76.112089 + 0.000000 = 811.560796 EUR
2026-08-02 05:45 | 153.26 | 66.2245 | 7.1275 | 5.0731 | 169.6379 | 77.1826 | 未模拟 | 33.197 | 33.0284 | 0 | 40 | 24 | 24 | 0.15909 | 0.0046629 | 0 | 662.2453 | 42.7649 | 30.4385 | 26.987 | -0.35989 | 762.0758 | 762.0758 | 0 | 次日冻结计划复原 | 1 | 1 | 0.25 | 31.25% | 13.71% | 2.651% | 0.07771% | 175 | 175 | 1.16 | 0.034 | 128 | 0.00049225 | 0.0046629 | 0.15909 | 33.0284 | 0 | 5.2473 | 2026-07-31 | 2026-08-02 02:45 | 2026-08-02_20 | 15 | OK | 128 | 175 | 175 | 40 | 24 | 24 | 2026-08-01 | 零头寸，无结算现金 | 40.000000 MW × 66.224535 × 0.250000 h = 662.245345 EUR | 24.000000 MW × 7.127475 × 0.250000 h = 42.764850 EUR | 24.000000 MW × 5.073085 × 0.250000 h = 30.438511 EUR | 0.159086 MWh × 169.637909 = 26.986968 EUR | −(0.004663 MWh × 77.182551) = -0.359891 EUR | 0.000000 + 662.245345 + 42.764850 + 30.438511 + 26.986968 + -0.359891 = 762.075784 EUR
2026-08-02 06:00 | 160.44 | 66.2245 | 7.0627 | 2.8376 | 171.1131 | 77.1826 | 未模拟 | 33.0284 | 32.6839 | 0 | 40 | 24 | 24 | 0.3227 | 0.0068571 | 0 | 662.2453 | 42.3761 | 17.0259 | 55.2177 | -0.52925 | 776.3358 | 776.3358 | 0 | 次日冻结计划复原 | 1 | 1 | 0.25 | 31.25% | 13.71% | 5.378% | 0.1143% | 175 | 175 | 2.353 | 0.05 | 128 | 0.00099185 | 0.0068571 | 0.3227 | 32.6839 | 0 | 5.2473 | 2026-07-31 | 2026-08-02 03:00 | 2026-08-02_21 | 15 | OK | 128 | 175 | 175 | 40 | 24 | 24 | 2026-08-01 | 零头寸，无结算现金 | 40.000000 MW × 66.224535 × 0.250000 h = 662.245345 EUR | 24.000000 MW × 7.062680 × 0.250000 h = 42.376079 EUR | 24.000000 MW × 2.837650 × 0.250000 h = 17.025899 EUR | 0.322697 MWh × 171.113144 = 55.217723 EUR | −(0.006857 MWh × 77.182551) = -0.529252 EUR | 0.000000 + 662.245345 + 42.376079 + 17.025899 + 55.217723 + -0.529252 = 776.335794 EUR
2026-08-02 06:15 | 163.34 | 66.2245 | 7.0627 | 2.8376 | 171.0987 | 0 | 未模拟 | 32.6839 | 32.2585 | 0 | 40 | 24 | 24 | 0.39141 | 0 | 0 | 662.2453 | 42.3761 | 17.0259 | 66.969 | 0 | 788.6163 | 788.6163 | 0 | 次日冻结计划复原 | 1 | 1 | 0.25 | 31.25% | 13.71% | 6.523% | 0% | 175 | 175 | 2.854 | 0 | 128 | 0.0011818 | 0 | 0.39141 | 32.2585 | 0 | 5.2473 | 2026-07-31 | 2026-08-02 03:15 | 2026-08-02_22 | 15 | OK | 128 | 175 | 175 | 40 | 24 | 24 | 2026-08-01 | 零头寸，无结算现金 | 40.000000 MW × 66.224535 × 0.250000 h = 662.245345 EUR | 24.000000 MW × 7.062680 × 0.250000 h = 42.376079 EUR | 24.000000 MW × 2.837650 × 0.250000 h = 17.025899 EUR | 0.391406 MWh × 171.098660 = 66.968993 EUR | 零下调激活电量 | 0.000000 + 662.245345 + 42.376079 + 17.025899 + 66.968993 + 0.000000 = 788.616317 EUR
2026-08-02 06:30 | 161.41 | 66.2245 | 7.0627 | 2.8376 | 179.471 | 77.1826 | 未模拟 | 32.2585 | 31.7391 | 0 | 40 | 24 | 24 | 0.47918 | 0.0016457 | 0 | 662.2453 | 42.3761 | 17.0259 | 85.9984 | -0.12702 | 807.5187 | 807.5187 | 0 | 次日冻结计划复原 | 1 | 1 | 0.25 | 31.25% | 13.71% | 7.986% | 0.02743% | 175 | 175 | 3.494 | 0.012 | 128 | 0.001451 | 0.0016457 | 0.47918 | 31.7391 | 0 | 5.2473 | 2026-07-31 | 2026-08-02 03:30 | 2026-08-02_23 | 15 | OK | 128 | 175 | 175 | 40 | 24 | 24 | 2026-08-01 | 零头寸，无结算现金 | 40.000000 MW × 66.224535 × 0.250000 h = 662.245345 EUR | 24.000000 MW × 7.062680 × 0.250000 h = 42.376079 EUR | 24.000000 MW × 2.837650 × 0.250000 h = 17.025899 EUR | 0.479177 MWh × 179.470966 = 85.998385 EUR | −(0.001646 MWh × 77.182551) = -0.127020 EUR | 0.000000 + 662.245345 + 42.376079 + 17.025899 + 85.998385 + -0.127020 = 807.518688 EUR
2026-08-02 06:45 | 159.02 | 66.2245 | 7.0627 | 2.8376 | 169.8129 | 71.1252 | 未模拟 | 31.7391 | 32.1718 | 0 | 40 | 24 | 24 | 0.076663 | 0.56091 | 0 | 662.2453 | 42.3761 | 17.0259 | 13.0183 | -39.8951 | 694.7705 | 694.7705 | 0 | 次日冻结计划复原 | 1 | 1 | 0.25 | 31.25% | 13.71% | 1.278% | 9.349% | 175 | 175 | 0.559 | 4.09 | 128 | 0.0016649 | 0.56091 | 0.076663 | 32.1718 | 0 | 5.2473 | 2026-07-31 | 2026-08-02 03:45 | 2026-08-02_24 | 15 | OK | 128 | 175 | 175 | 40 | 24 | 24 | 2026-08-01 | 零头寸，无结算现金 | 40.000000 MW × 66.224535 × 0.250000 h = 662.245345 EUR | 24.000000 MW × 7.062680 × 0.250000 h = 42.376079 EUR | 24.000000 MW × 2.837650 × 0.250000 h = 17.025899 EUR | 0.076663 MWh × 169.812856 = 13.018339 EUR | −(0.560914 MWh × 71.125150) = -39.895113 EUR | 0.000000 + 662.245345 + 42.376079 + 17.025899 + 13.018339 + -39.895113 = 694.770549 EUR
2026-08-02 07:00 | 162.12 | 66.2245 | 6.6911 | 2.6071 | 0 | 74.8189 | 未模拟 | 32.1718 | 31.7391 | 3.5945 | 40 | 24 | 24 | 0 | 0.57573 | 145.6865 | 662.2453 | 40.1464 | 15.6423 | 0 | -43.0751 | 820.6454 | 820.6454 | 0 | 次日冻结计划复原 | 1 | 1 | 0.25 | 31.25% | 13.71% | 0% | 9.595% | 175 | 175 | 0 | 4.198 | 128 | 0.0037039 | 0.4895 | 0.81241 | 31.7391 | 0 | 5.2473 | 2026-07-31 | 2026-08-02 04:00 | 2026-08-02_25 | 15 | OK | 128 | 175 | 175 | 40 | 24 | 24 | 2026-08-01 | 3.594535 MW × 162.120000 × 0.250000 h = 145.686516 EUR | 40.000000 MW × 66.224535 × 0.250000 h = 662.245345 EUR | 24.000000 MW × 6.691060 × 0.250000 h = 40.146361 EUR | 24.000000 MW × 2.607055 × 0.250000 h = 15.642330 EUR | 零上调激活电量 | −(0.575726 MWh × 74.818859) = -43.075141 EUR | 145.686516 + 662.245345 + 40.146361 + 15.642330 + 0.000000 + -43.075141 = 820.645411 EUR
2026-08-02 07:15 | 154.67 | 66.2245 | 6.6911 | 2.6071 | 152.4594 | 68.2549 | 未模拟 | 31.7391 | 31.7391 | 3.097 | 40 | 24 | 24 | 0.00041143 | 0.89431 | 119.7544 | 662.2453 | 40.1464 | 15.6423 | 0.062726 | -61.041 | 776.8102 | 776.8102 | 0 | 次日冻结计划复原 | 1 | 1 | 0.25 | 31.25% | 13.71% | 0.006857% | 14.91% | 175 | 175 | 0.003 | 6.521 | 128 | 0.0039811 | 0.7789 | 0.65926 | 31.7391 | 0 | 5.2473 | 2026-07-31 | 2026-08-02 04:15 | 2026-08-02_26 | 15 | OK | 128 | 175 | 175 | 40 | 24 | 24 | 2026-08-01 | 3.097030 MW × 154.670000 × 0.250000 h = 119.754396 EUR | 40.000000 MW × 66.224535 × 0.250000 h = 662.245345 EUR | 24.000000 MW × 6.691060 × 0.250000 h = 40.146361 EUR | 24.000000 MW × 2.607055 × 0.250000 h = 15.642330 EUR | 0.000411 MWh × 152.459360 = 0.062726 EUR | −(0.894309 MWh × 68.254912) = -61.040953 EUR | 119.754396 + 662.245345 + 40.146361 + 15.642330 + 0.062726 + -61.040953 = 776.810206 EUR
2026-08-02 07:30 | 153.14 | 66.2245 | 6.6911 | 2.6071 | 0 | 68.6559 | 未模拟 | 31.7391 | 31.7391 | 2.561 | 40 | 24 | 24 | 0 | 0.74208 | 98.0494 | 662.2453 | 40.1464 | 15.6423 | 0 | -50.9482 | 765.1352 | 765.1352 | 0 | 次日冻结计划复原 | 1 | 1 | 0.25 | 31.25% | 13.71% | 0% | 12.37% | 175 | 175 | 0 | 5.411 | 128 | 0.0033881 | 0.66289 | 0.56107 | 31.7391 | 0 | 5.2473 | 2026-07-31 | 2026-08-02 04:30 | 2026-08-02_27 | 15 | OK | 128 | 175 | 175 | 40 | 24 | 24 | 2026-08-01 | 2.561039 MW × 153.140000 × 0.250000 h = 98.049368 EUR | 40.000000 MW × 66.224535 × 0.250000 h = 662.245345 EUR | 24.000000 MW × 6.691060 × 0.250000 h = 40.146361 EUR | 24.000000 MW × 2.607055 × 0.250000 h = 15.642330 EUR | 零上调激活电量 | −(0.742080 MWh × 68.655880) = -50.948156 EUR | 98.049368 + 662.245345 + 40.146361 + 15.642330 + 0.000000 + -50.948156 = 765.135249 EUR
2026-08-02 07:45 | 139.9 | 66.2245 | 6.6911 | 2.6071 | 0 | 70.4038 | 未模拟 | 31.7391 | 32.6963 | 0 | 40 | 24 | 24 | 0 | 1.0404 | 0 | 662.2453 | 40.1464 | 15.6423 | 0 | -73.2457 | 644.7883 | 644.7883 | 0 | 次日冻结计划复原 | 1 | 1 | 0.25 | 31.25% | 13.71% | 0% | 17.34% | 175 | 175 | 0 | 7.586 | 128 | 0.0026587 | 1.0404 | 0 | 32.6963 | 0 | 5.2473 | 2026-07-31 | 2026-08-02 04:45 | 2026-08-02_28 | 15 | OK | 128 | 175 | 175 | 40 | 24 | 24 | 2026-08-01 | 零头寸，无结算现金 | 40.000000 MW × 66.224535 × 0.250000 h = 662.245345 EUR | 24.000000 MW × 6.691060 × 0.250000 h = 40.146361 EUR | 24.000000 MW × 2.607055 × 0.250000 h = 15.642330 EUR | 零上调激活电量 | −(1.040366 MWh × 70.403827) = -73.245727 EUR | 0.000000 + 662.245345 + 40.146361 + 15.642330 + 0.000000 + -73.245727 = 644.788309 EUR
2026-08-02 08:00 | 154.06 | 60.0309 | 6.7863 | 2.8967 | 152.4594 | 68.3601 | 未模拟 | 32.6963 | 31.7391 | 4.6953 | 40 | 24 | 24 | 0.00027429 | 0.3349 | 180.8382 | 600.3087 | 40.7181 | 17.3804 | 0.041817 | -22.894 | 816.3932 | 816.3932 | 0 | 次日冻结计划复原 | 1 | 1 | 0.25 | 31.25% | 13.71% | 0.004571% | 5.582% | 175 | 175 | 0.002 | 2.442 | 51.968 | 0.0040356 | 0.26938 | 1.1086 | 31.7391 | 0 | 5.2473 | 2026-07-31 | 2026-08-02 05:00 | 2026-08-02_29 | 15 | OK | 128 | 175 | 175 | 40 | 24 | 24 | 2026-08-01 | 4.695267 MW × 154.060000 × 0.250000 h = 180.838211 EUR | 40.000000 MW × 60.030873 × 0.250000 h = 600.308730 EUR | 24.000000 MW × 6.786347 × 0.250000 h = 40.718084 EUR | 24.000000 MW × 2.896728 × 0.250000 h = 17.380367 EUR | 0.000274 MWh × 152.459360 = 0.041817 EUR | −(0.334903 MWh × 68.360109) = -22.893996 EUR | 180.838211 + 600.308730 + 40.718084 + 17.380367 + 0.041817 + -22.893996 = 816.393214 EUR
2026-08-02 08:15 | 142.6 | 60.0309 | 6.7863 | 2.8967 | 0 | 25.9225 | 未模拟 | 31.7391 | 31.7391 | 4.9199 | 40 | 24 | 24 | 0 | 1.4011 | 175.393 | 600.3087 | 40.7181 | 17.3804 | 0 | -36.3187 | 797.4815 | 797.4815 | 0 | 次日冻结计划复原 | 1 | 1 | 0.25 | 31.25% | 13.71% | 0% | 23.35% | 175 | 175 | 0 | 10.216 | 51.968 | 0.005693 | 1.1138 | 0.94276 | 31.7391 | 0 | 5.2473 | 2026-07-31 | 2026-08-02 05:15 | 2026-08-02_30 | 15 | OK | 128 | 175 | 175 | 40 | 24 | 24 | 2026-08-01 | 4.919860 MW × 142.600000 × 0.250000 h = 175.393006 EUR | 40.000000 MW × 60.030873 × 0.250000 h = 600.308730 EUR | 24.000000 MW × 6.786347 × 0.250000 h = 40.718084 EUR | 24.000000 MW × 2.896728 × 0.250000 h = 17.380367 EUR | 零上调激活电量 | −(1.401051 MWh × 25.922474) = -36.318720 EUR | 175.393006 + 600.308730 + 40.718084 + 17.380367 + 0.000000 + -36.318720 = 797.481467 EUR
2026-08-02 08:30 | 136.11 | 60.0309 | 6.7863 | 2.8967 | 0 | 59.3654 | 未模拟 | 31.7391 | 33.0561 | 0 | 40 | 24 | 24 | 0 | 1.4315 | 0 | 600.3087 | 40.7181 | 17.3804 | 0 | -84.9814 | 573.4258 | 573.4258 | 0 | 次日冻结计划复原 | 1 | 1 | 0.25 | 31.25% | 13.71% | 0% | 23.86% | 175 | 175 | 0 | 10.438 | 51.968 | 0.0036583 | 1.4315 | 0 | 33.0561 | 0 | 5.2473 | 2026-07-31 | 2026-08-02 05:30 | 2026-08-02_31 | 15 | OK | 128 | 175 | 175 | 40 | 24 | 24 | 2026-08-01 | 零头寸，无结算现金 | 40.000000 MW × 60.030873 × 0.250000 h = 600.308730 EUR | 24.000000 MW × 6.786347 × 0.250000 h = 40.718084 EUR | 24.000000 MW × 2.896728 × 0.250000 h = 17.380367 EUR | 零上调激活电量 | −(1.431497 MWh × 59.365388) = -84.981383 EUR | 0.000000 + 600.308730 + 40.718084 + 17.380367 + 0.000000 + -84.981383 = 573.425798 EUR
2026-08-02 08:45 | 122.32 | 60.0309 | 6.7863 | 2.8967 | 0 | 14.5124 | 未模拟 | 33.0561 | 42.7018 | -35.9012 | 40 | 24 | 24 | 0 | 1.5091 | -1097.8573 | 600.3087 | 40.7181 | 17.3804 | 0 | -21.901 | -461.3511 | -461.3511 | 0 | 次日冻结计划复原 | 1 | 1 | 0.25 | 31.25% | 13.71% | 0% | 25.15% | 175 | 175 | 0 | 11.004 | 51.968 | 0.026793 | 10.4844 | 0 | 42.7018 | 0 | 5.2473 | 2026-07-31 | 2026-08-02 05:45 | 2026-08-02_32 | 15 | OK | 128 | 175 | 175 | 40 | 24 | 24 | 2026-08-01 | -35.901156 MW × 122.320000 × 0.250000 h = -1097.857336 EUR | 40.000000 MW × 60.030873 × 0.250000 h = 600.308730 EUR | 24.000000 MW × 6.786347 × 0.250000 h = 40.718084 EUR | 24.000000 MW × 2.896728 × 0.250000 h = 17.380367 EUR | 零上调激活电量 | −(1.509120 MWh × 14.512416) = -21.900977 EUR | -1097.857336 + 600.308730 + 40.718084 + 17.380367 + 0.000000 + -21.900977 = -461.351132 EUR
2026-08-02 09:00 | 152.74 | 60.0309 | 7.2056 | 2.4146 | 161.4535 | 5.8104 | 未模拟 | 42.7018 | 32.8744 | 36 | 40 | 24 | 24 | 0.46505 | 0.42391 | 1374.66 | 600.3087 | 43.2337 | 14.4875 | 75.0842 | -2.4631 | 2105.3109 | 2105.3109 | 0 | 次日冻结计划复原 | 1 | 1 | 0.25 | 31.25% | 13.71% | 7.751% | 7.065% | 175 | 175 | 3.391 | 3.091 | 51.968 | 0.027298 | 0 | 9.0411 | 32.8744 | 0 | 5.2473 | 2026-07-31 | 2026-08-02 06:00 | 2026-08-02_33 | 15 | OK | 128 | 175 | 175 | 40 | 24 | 24 | 2026-08-01 | 36.000000 MW × 152.740000 × 0.250000 h = 1374.660000 EUR | 40.000000 MW × 60.030873 × 0.250000 h = 600.308730 EUR | 24.000000 MW × 7.205611 × 0.250000 h = 43.233663 EUR | 24.000000 MW × 2.414575 × 0.250000 h = 14.487451 EUR | 0.465051 MWh × 161.453509 = 75.084185 EUR | −(0.423909 MWh × 5.810417) = -2.463085 EUR | 1374.660000 + 600.308730 + 43.233663 + 14.487451 + 75.084185 + -2.463085 = 2105.310944 EUR
2026-08-02 09:15 | 130.33 | 60.0309 | 7.2056 | 2.4146 | 146.3983 | 0 | 未模拟 | 32.8744 | 32.4569 | 0 | 40 | 24 | 24 | 0.38414 | 0 | 0 | 600.3087 | 43.2337 | 14.4875 | 56.237 | 0 | 714.2669 | 714.2669 | 0 | 次日冻结计划复原 | 1 | 1 | 0.25 | 31.25% | 13.71% | 6.402% | 0% | 175 | 175 | 2.801 | 0 | 51.968 | 0.0011598 | 0 | 0.38414 | 32.4569 | 0 | 5.2473 | 2026-07-31 | 2026-08-02 06:15 | 2026-08-02_34 | 15 | OK | 128 | 175 | 175 | 40 | 24 | 24 | 2026-08-01 | 零头寸，无结算现金 | 40.000000 MW × 60.030873 × 0.250000 h = 600.308730 EUR | 24.000000 MW × 7.205611 × 0.250000 h = 43.233663 EUR | 24.000000 MW × 2.414575 × 0.250000 h = 14.487451 EUR | 0.384137 MWh × 146.398338 = 56.237039 EUR | 零下调激活电量 | 0.000000 + 600.308730 + 43.233663 + 14.487451 + 56.237039 + 0.000000 = 714.266883 EUR
2026-08-02 09:30 | 112.43 | 60.0309 | 7.2056 | 2.4146 | 150.6565 | 0 | 未模拟 | 32.4569 | 31.7391 | 0 | 40 | 24 | 24 | 0.66034 | 0 | 0 | 600.3087 | 43.2337 | 14.4875 | 99.485 | 0 | 757.5148 | 757.5148 | 0 | 次日冻结计划复原 | 1 | 1 | 0.25 | 31.25% | 13.71% | 11.01% | 0% | 175 | 175 | 4.815 | 0 | 51.968 | 0.0019938 | 0 | 0.66034 | 31.7391 | 0 | 5.2473 | 2026-07-31 | 2026-08-02 06:30 | 2026-08-02_35 | 15 | OK | 128 | 175 | 175 | 40 | 24 | 24 | 2026-08-01 | 零头寸，无结算现金 | 40.000000 MW × 60.030873 × 0.250000 h = 600.308730 EUR | 24.000000 MW × 7.205611 × 0.250000 h = 43.233663 EUR | 24.000000 MW × 2.414575 × 0.250000 h = 14.487451 EUR | 0.660343 MWh × 150.656528 = 99.484962 EUR | 零下调激活电量 | 0.000000 + 600.308730 + 43.233663 + 14.487451 + 99.484962 + 0.000000 = 757.514806 EUR
2026-08-02 09:45 | 93.22 | 60.0309 | 7.2056 | 2.4146 | 133.2114 | -13.6167 | 未模拟 | 31.7391 | 33.2095 | -4.31 | 40 | 24 | 24 | 0.034697 | 0.56064 | -100.4441 | 600.3087 | 43.2337 | 14.4875 | 4.6221 | 7.6341 | 569.8419 | 569.8419 | 0 | 次日冻结计划复原 | 1 | 1 | 0.25 | 31.25% | 13.71% | 0.5783% | 9.344% | 175 | 175 | 0.253 | 4.088 | 51.968 | 0.0042564 | 1.6319 | 0.028466 | 33.2095 | 0 | 5.2473 | 2026-07-31 | 2026-08-02 06:45 | 2026-08-02_36 | 15 | OK | 128 | 175 | 175 | 40 | 24 | 24 | 2026-08-01 | -4.309981 MW × 93.220000 × 0.250000 h = -100.444104 EUR | 40.000000 MW × 60.030873 × 0.250000 h = 600.308730 EUR | 24.000000 MW × 7.205611 × 0.250000 h = 43.233663 EUR | 24.000000 MW × 2.414575 × 0.250000 h = 14.487451 EUR | 0.034697 MWh × 133.211366 = 4.622054 EUR | −(0.560640 MWh × -13.616717) = 7.634076 EUR | -100.444104 + 600.308730 + 43.233663 + 14.487451 + 4.622054 + 7.634076 = 569.841870 EUR
2026-08-02 10:00 | 104.9 | 66.2245 | 5.5305 | 3.0015 | 147.7526 | -14.5109 | 未模拟 | 33.2095 | 31.8629 | 0 | 40 | 24 | 24 | 1.4397 | 0.23726 | 0 | 662.2453 | 33.1828 | 18.0093 | 212.7232 | 3.4428 | 929.6034 | 929.6034 | 0 | 次日冻结计划复原 | 1 | 1 | 0.25 | 31.25% | 13.71% | 24% | 3.954% | 175 | 175 | 10.498 | 1.73 | 71.936 | 0.0049533 | 0.23726 | 1.4397 | 31.8629 | 0 | 5.2473 | 2026-07-31 | 2026-08-02 07:00 | 2026-08-02_37 | 15 | OK | 128 | 175 | 175 | 40 | 24 | 24 | 2026-08-01 | 零头寸，无结算现金 | 40.000000 MW × 66.224535 × 0.250000 h = 662.245345 EUR | 24.000000 MW × 5.530463 × 0.250000 h = 33.182780 EUR | 24.000000 MW × 3.001544 × 0.250000 h = 18.009262 EUR | 1.439726 MWh × 147.752558 = 212.723158 EUR | −(0.237257 MWh × -14.510891) = 3.442813 EUR | 0.000000 + 662.245345 + 33.182780 + 18.009262 + 212.723158 + 3.442813 = 929.603357 EUR
2026-08-02 10:15 | 84.56 | 66.2245 | 5.5305 | 3.0015 | 133.2114 | 72.1424 | 未模拟 | 31.8629 | 31.7391 | 0 | 40 | 24 | 24 | 0.12919 | 0.018103 | 0 | 662.2453 | 33.1828 | 18.0093 | 17.2094 | -1.306 | 729.3408 | 729.3408 | 0 | 次日冻结计划复原 | 1 | 1 | 0.25 | 31.25% | 13.71% | 2.153% | 0.3017% | 175 | 175 | 0.942 | 0.132 | 71.936 | 0.00043632 | 0.018103 | 0.12919 | 31.7391 | 0 | 5.2473 | 2026-07-31 | 2026-08-02 07:15 | 2026-08-02_38 | 15 | OK | 128 | 175 | 175 | 40 | 24 | 24 | 2026-08-01 | 零头寸，无结算现金 | 40.000000 MW × 66.224535 × 0.250000 h = 662.245345 EUR | 24.000000 MW × 5.530463 × 0.250000 h = 33.182780 EUR | 24.000000 MW × 3.001544 × 0.250000 h = 18.009262 EUR | 0.129189 MWh × 133.211366 = 17.209386 EUR | −(0.018103 MWh × 72.142435) = -1.305984 EUR | 0.000000 + 662.245345 + 33.182780 + 18.009262 + 17.209386 + -1.305984 = 729.340789 EUR
2026-08-02 10:30 | 54.53 | 66.2245 | 5.5305 | 3.0015 | 133.2114 | -2.1356 | 未模拟 | 31.7391 | 31.7391 | 1.4802 | 40 | 24 | 24 | 0.00027429 | 0.43269 | 20.1788 | 662.2453 | 33.1828 | 18.0093 | 0.036538 | 0.92403 | 734.5768 | 734.5768 | 0 | 次日冻结计划复原 | 1 | 1 | 0.25 | 31.25% | 13.71% | 0.004571% | 7.211% | 175 | 175 | 0.002 | 3.155 | 71.936 | 0.0020751 | 0.406 | 0.34364 | 31.7391 | 0 | 5.2473 | 2026-07-31 | 2026-08-02 07:30 | 2026-08-02_39 | 15 | OK | 128 | 175 | 175 | 40 | 24 | 24 | 2026-08-01 | 1.480199 MW × 54.530000 × 0.250000 h = 20.178819 EUR | 40.000000 MW × 66.224535 × 0.250000 h = 662.245345 EUR | 24.000000 MW × 5.530463 × 0.250000 h = 33.182780 EUR | 24.000000 MW × 3.001544 × 0.250000 h = 18.009262 EUR | 0.000274 MWh × 133.211366 = 0.036538 EUR | −(0.432686 MWh × -2.135574) = 0.924033 EUR | 20.178819 + 662.245345 + 33.182780 + 18.009262 + 0.036538 + 0.924033 = 734.576776 EUR
2026-08-02 10:45 | 11.21 | 66.2245 | 5.5305 | 3.0015 | 0 | 30.1153 | 未模拟 | 31.7391 | 32.5627 | 0 | 40 | 24 | 24 | 0 | 0.89513 | 0 | 662.2453 | 33.1828 | 18.0093 | 0 | -26.9571 | 686.4802 | 686.4802 | 0 | 次日冻结计划复原 | 1 | 1 | 0.25 | 31.25% | 13.71% | 0% | 14.92% | 175 | 175 | 0 | 6.527 | 71.936 | 0.0022876 | 0.89513 | 0 | 32.5627 | 0 | 5.2473 | 2026-07-31 | 2026-08-02 07:45 | 2026-08-02_40 | 15 | OK | 128 | 175 | 175 | 40 | 24 | 24 | 2026-08-01 | 零头寸，无结算现金 | 40.000000 MW × 66.224535 × 0.250000 h = 662.245345 EUR | 24.000000 MW × 5.530463 × 0.250000 h = 33.182780 EUR | 24.000000 MW × 3.001544 × 0.250000 h = 18.009262 EUR | 零上调激活电量 | −(0.895131 MWh × 30.115297) = -26.957149 EUR | 0.000000 + 662.245345 + 33.182780 + 18.009262 + 0.000000 + -26.957149 = 686.480238 EUR
2026-08-02 11:00 | 11 | 66.2245 | 5.4828 | 3.0073 | 0 | -4.961 | 未模拟 | 32.5627 | 31.7391 | 8.9915 | 40 | 24 | 24 | 0 | 1.6486 | 24.7267 | 662.2453 | 32.8969 | 18.0436 | 0 | 8.1787 | 746.0912 | 746.0912 | 0 | 次日冻结计划复原 | 1 | 1 | 0.25 | 31.25% | 13.71% | 0% | 27.48% | 175 | 175 | 0 | 12.021 | 71.936 | 0.0075569 | 1.031 | 1.6302 | 31.7391 | 0 | 5.2473 | 2026-07-31 | 2026-08-02 08:00 | 2026-08-02_41 | 15 | OK | 128 | 175 | 175 | 40 | 24 | 24 | 2026-08-01 | 8.991516 MW × 11.000000 × 0.250000 h = 24.726669 EUR | 40.000000 MW × 66.224535 × 0.250000 h = 662.245345 EUR | 24.000000 MW × 5.482820 × 0.250000 h = 32.896918 EUR | 24.000000 MW × 3.007261 × 0.250000 h = 18.043565 EUR | 零上调激活电量 | −(1.648594 MWh × -4.961028) = 8.178722 EUR | 24.726669 + 662.245345 + 32.896918 + 18.043565 + 0.000000 + 8.178722 = 746.091219 EUR
2026-08-02 11:15 | 3.85 | 66.2245 | 5.4828 | 3.0073 | 0 | -27.9283 | 未模拟 | 31.7391 | 42.7022 | -36 | 40 | 24 | 24 | 0 | 2.9163 | -34.65 | 662.2453 | 32.8969 | 18.0436 | 0 | 81.4484 | 759.9842 | 759.9842 | 0 | 次日冻结计划复原 | 1 | 1 | 0.25 | 31.25% | 13.71% | 0% | 48.61% | 175 | 175 | 0 | 21.265 | 71.936 | 0.030453 | 11.9163 | 0 | 42.7022 | 0 | 5.2473 | 2026-07-31 | 2026-08-02 08:15 | 2026-08-02_42 | 15 | OK | 128 | 175 | 175 | 40 | 24 | 24 | 2026-08-01 | -36.000000 MW × 3.850000 × 0.250000 h = -34.650000 EUR | 40.000000 MW × 66.224535 × 0.250000 h = 662.245345 EUR | 24.000000 MW × 5.482820 × 0.250000 h = 32.896918 EUR | 24.000000 MW × 3.007261 × 0.250000 h = 18.043565 EUR | 零上调激活电量 | −(2.916343 MWh × -27.928268) = 81.448405 EUR | -34.650000 + 662.245345 + 32.896918 + 18.043565 + 0.000000 + 81.448405 = 759.984233 EUR
2026-08-02 11:30 | 2.01 | 66.2245 | 5.4828 | 3.0073 | 0 | -126.77 | 未模拟 | 42.7022 | 54.7737 | -36 | 40 | 24 | 24 | 0 | 4.1213 | -18.09 | 662.2453 | 32.8969 | 18.0436 | 0 | 522.4545 | 1217.5503 | 1217.5503 | 0 | 次日冻结计划复原 | 1 | 1 | 0.25 | 31.25% | 13.71% | 0% | 68.69% | 175 | 175 | 0 | 30.051 | 71.936 | 0.033532 | 13.1213 | 0 | 54.7737 | 0 | 5.2473 | 2026-07-31 | 2026-08-02 08:30 | 2026-08-02_43 | 15 | OK | 128 | 175 | 175 | 40 | 24 | 24 | 2026-08-01 | -36.000000 MW × 2.010000 × 0.250000 h = -18.090000 EUR | 40.000000 MW × 66.224535 × 0.250000 h = 662.245345 EUR | 24.000000 MW × 5.482820 × 0.250000 h = 32.896918 EUR | 24.000000 MW × 3.007261 × 0.250000 h = 18.043565 EUR | 零上调激活电量 | −(4.121280 MWh × -126.769958) = 522.454492 EUR | -18.090000 + 662.245345 + 32.896918 + 18.043565 + 0.000000 + 522.454492 = 1217.550321 EUR
2026-08-02 11:45 | 0.69 | 66.2245 | 5.4828 | 3.0073 | 0 | -57.1824 | 未模拟 | 54.7737 | 67.0556 | -36 | 40 | 24 | 24 | 0 | 4.3499 | -6.21 | 662.2453 | 32.8969 | 18.0436 | 0 | 248.7374 | 955.7132 | 955.7132 | 0 | 次日冻结计划复原 | 1 | 1 | 0.25 | 31.25% | 13.71% | 0% | 72.5% | 175 | 175 | 0 | 31.718 | 71.936 | 0.034116 | 13.3499 | 0 | 67.0556 | 0 | 5.2473 | 2026-07-31 | 2026-08-02 08:45 | 2026-08-02_44 | 15 | OK | 128 | 175 | 175 | 40 | 24 | 24 | 2026-08-01 | -36.000000 MW × 0.690000 × 0.250000 h = -6.210000 EUR | 40.000000 MW × 66.224535 × 0.250000 h = 662.245345 EUR | 24.000000 MW × 5.482820 × 0.250000 h = 32.896918 EUR | 24.000000 MW × 3.007261 × 0.250000 h = 18.043565 EUR | 零上调激活电量 | −(4.349897 MWh × -57.182360) = 248.737386 EUR | -6.210000 + 662.245345 + 32.896918 + 18.043565 + 0.000000 + 248.737386 = 955.713215 EUR
2026-08-02 12:00 | 0.51 | 66.2245 | 5.5209 | 6.874 | 0 | -220.8454 | 未模拟 | 67.0556 | 78.8849 | -36 | 40 | 24 | 24 | 0 | 3.8578 | -4.59 | 662.2453 | 33.1256 | 41.2441 | 0 | 851.9836 | 1584.0087 | 1584.0087 | 0 | 次日冻结计划复原 | 1 | 1 | 0.25 | 31.25% | 13.71% | 0% | 64.3% | 175 | 175 | 0 | 28.13 | 71.936 | 0.032859 | 12.8578 | 0 | 78.8849 | 0 | 5.2473 | 2026-07-31 | 2026-08-02 09:00 | 2026-08-02_45 | 15 | OK | 128 | 175 | 175 | 40 | 24 | 24 | 2026-08-01 | -36.000000 MW × 0.510000 × 0.250000 h = -4.590000 EUR | 40.000000 MW × 66.224535 × 0.250000 h = 662.245345 EUR | 24.000000 MW × 5.520935 × 0.250000 h = 33.125607 EUR | 24.000000 MW × 6.874011 × 0.250000 h = 41.244068 EUR | 零上调激活电量 | −(3.857829 MWh × -220.845387) = 851.983644 EUR | -4.590000 + 662.245345 + 33.125607 + 41.244068 + 0.000000 + 851.983644 = 1584.008665 EUR
2026-08-02 12:15 | 0.69 | 66.2245 | 5.5209 | 6.874 | 0 | -34.2734 | 未模拟 | 78.8849 | 89.7926 | -36 | 40 | 24 | 24 | 0 | 2.8563 | -6.21 | 662.2453 | 33.1256 | 41.2441 | 0 | 97.8943 | 828.2994 | 828.2994 | 0 | 次日冻结计划复原 | 1 | 1 | 0.25 | 31.25% | 13.71% | 0% | 47.6% | 175 | 175 | 0 | 20.827 | 71.936 | 0.030299 | 11.8563 | 0 | 89.7926 | 0 | 5.2473 | 2026-07-31 | 2026-08-02 09:15 | 2026-08-02_46 | 15 | OK | 128 | 175 | 175 | 40 | 24 | 24 | 2026-08-01 | -36.000000 MW × 0.690000 × 0.250000 h = -6.210000 EUR | 40.000000 MW × 66.224535 × 0.250000 h = 662.245345 EUR | 24.000000 MW × 5.520935 × 0.250000 h = 33.125607 EUR | 24.000000 MW × 6.874011 × 0.250000 h = 41.244068 EUR | 零上调激活电量 | −(2.856274 MWh × -34.273436) = 97.894334 EUR | -6.210000 + 662.245345 + 33.125607 + 41.244068 + 0.000000 + 97.894334 = 828.299355 EUR
2026-08-02 12:30 | 1.95 | 66.2245 | 5.5209 | 6.874 | 0 | 8.5459 | 未模拟 | 89.7926 | 99.2916 | -36 | 40 | 24 | 24 | 0 | 1.3249 | -17.55 | 662.2453 | 33.1256 | 41.2441 | 0 | -11.3228 | 707.7422 | 707.7422 | 0 | 次日冻结计划复原 | 1 | 1 | 0.25 | 31.25% | 13.71% | 0% | 22.08% | 175 | 175 | 0 | 9.661 | 71.936 | 0.026386 | 10.3249 | 0 | 99.2916 | 0 | 5.2473 | 2026-07-31 | 2026-08-02 09:30 | 2026-08-02_47 | 15 | OK | 128 | 175 | 175 | 40 | 24 | 24 | 2026-08-01 | -36.000000 MW × 1.950000 × 0.250000 h = -17.550000 EUR | 40.000000 MW × 66.224535 × 0.250000 h = 662.245345 EUR | 24.000000 MW × 5.520935 × 0.250000 h = 33.125607 EUR | 24.000000 MW × 6.874011 × 0.250000 h = 41.244068 EUR | 零上调激活电量 | −(1.324937 MWh × 8.545919) = -11.322805 EUR | -17.550000 + 662.245345 + 33.125607 + 41.244068 + 0.000000 + -11.322805 = 707.742216 EUR
2026-08-02 12:45 | 2.43 | 66.2245 | 5.5209 | 6.874 | 0 | -23.4694 | 未模拟 | 99.2916 | 109.4943 | -36 | 40 | 24 | 24 | 0 | 2.0899 | -21.87 | 662.2453 | 33.1256 | 41.2441 | 0 | 49.0492 | 763.7942 | 763.7942 | 0 | 次日冻结计划复原 | 1 | 1 | 0.25 | 31.25% | 13.71% | 0% | 34.83% | 175 | 175 | 0 | 15.239 | 71.936 | 0.028341 | 11.0899 | 0 | 109.4943 | 0 | 5.2473 | 2026-07-31 | 2026-08-02 09:45 | 2026-08-02_48 | 15 | OK | 128 | 175 | 175 | 40 | 24 | 24 | 2026-08-01 | -36.000000 MW × 2.430000 × 0.250000 h = -21.870000 EUR | 40.000000 MW × 66.224535 × 0.250000 h = 662.245345 EUR | 24.000000 MW × 5.520935 × 0.250000 h = 33.125607 EUR | 24.000000 MW × 6.874011 × 0.250000 h = 41.244068 EUR | 零上调激活电量 | −(2.089920 MWh × -23.469403) = 49.049175 EUR | -21.870000 + 662.245345 + 33.125607 + 41.244068 + 0.000000 + 49.049175 = 763.794196 EUR
2026-08-02 13:00 | 3.03 | 66.2245 | 5.4733 | 6.8607 | 0 | 34.4255 | 未模拟 | 109.4943 | 118.2756 | -36 | 40 | 24 | 24 | 0 | 0.54487 | -27.27 | 662.2453 | 32.8397 | 41.164 | 0 | -18.7574 | 690.2217 | 690.2217 | 0 | 次日冻结计划复原 | 1 | 1 | 0.25 | 31.25% | 13.71% | 0% | 9.081% | 175 | 175 | 0 | 3.973 | 71.936 | 0.024392 | 9.5449 | 0 | 118.2756 | 0 | 5.2473 | 2026-07-31 | 2026-08-02 10:00 | 2026-08-02_49 | 15 | OK | 128 | 175 | 175 | 40 | 24 | 24 | 2026-08-01 | -36.000000 MW × 3.030000 × 0.250000 h = -27.270000 EUR | 40.000000 MW × 66.224535 × 0.250000 h = 662.245345 EUR | 24.000000 MW × 5.473291 × 0.250000 h = 32.839746 EUR | 24.000000 MW × 6.860671 × 0.250000 h = 41.164027 EUR | 零上调激活电量 | −(0.544869 MWh × 34.425514) = -18.757381 EUR | -27.270000 + 662.245345 + 32.839746 + 41.164027 + 0.000000 + -18.757381 = 690.221738 EUR
2026-08-02 13:15 | 3 | 66.2245 | 5.4733 | 6.8607 | 89.2097 | 12.709 | 未模拟 | 118.2756 | 126.9456 | -36 | 40 | 24 | 24 | 0.00576 | 0.42967 | -27 | 662.2453 | 32.8397 | 41.164 | 0.51385 | -5.4607 | 704.3023 | 704.3023 | 0 | 次日冻结计划复原 | 1 | 1 | 0.25 | 31.25% | 13.71% | 0.096% | 7.161% | 175 | 175 | 0.042 | 3.133 | 71.936 | 0.024083 | 9.4239 | 0 | 126.9456 | 0 | 5.2473 | 2026-07-31 | 2026-08-02 10:15 | 2026-08-02_50 | 15 | OK | 128 | 175 | 175 | 40 | 24 | 24 | 2026-08-01 | -36.000000 MW × 3.000000 × 0.250000 h = -27.000000 EUR | 40.000000 MW × 66.224535 × 0.250000 h = 662.245345 EUR | 24.000000 MW × 5.473291 × 0.250000 h = 32.839746 EUR | 24.000000 MW × 6.860671 × 0.250000 h = 41.164027 EUR | 0.005760 MWh × 89.209689 = 0.513848 EUR | −(0.429669 MWh × 12.709012) = -5.460663 EUR | -27.000000 + 662.245345 + 32.839746 + 41.164027 + 0.513848 + -5.460663 = 704.302303 EUR
2026-08-02 13:30 | 3.56 | 66.2245 | 5.4733 | 6.8607 | 89.2097 | -2.9539 | 未模拟 | 126.9456 | 135.7286 | -36 | 40 | 24 | 24 | 0.0023314 | 0.54912 | -32.04 | 662.2453 | 32.8397 | 41.164 | 0.20799 | 1.622 | 706.0392 | 706.0392 | 0 | 次日冻结计划复原 | 1 | 1 | 0.25 | 31.25% | 13.71% | 0.03886% | 9.152% | 175 | 175 | 0.017 | 4.004 | 71.936 | 0.024397 | 9.5468 | 0 | 135.7286 | 0 | 5.2473 | 2026-07-31 | 2026-08-02 10:30 | 2026-08-02_51 | 15 | OK | 128 | 175 | 175 | 40 | 24 | 24 | 2026-08-01 | -36.000000 MW × 3.560000 × 0.250000 h = -32.040000 EUR | 40.000000 MW × 66.224535 × 0.250000 h = 662.245345 EUR | 24.000000 MW × 5.473291 × 0.250000 h = 32.839746 EUR | 24.000000 MW × 6.860671 × 0.250000 h = 41.164027 EUR | 0.002331 MWh × 89.209689 = 0.207986 EUR | −(0.549120 MWh × -2.953900) = 1.622046 EUR | -32.040000 + 662.245345 + 32.839746 + 41.164027 + 0.207986 + 1.622046 = 706.039150 EUR
2026-08-02 13:45 | 4.21 | 66.2245 | 5.4733 | 6.8607 | 0 | -22.4397 | 未模拟 | 135.7286 | 137.2034 | 0 | 40 | 24 | 24 | 0 | 1.6031 | 0 | 662.2453 | 32.8397 | 41.164 | 0 | 35.9723 | 772.2214 | 772.2214 | 0 | 次日冻结计划复原 | 1 | 1 | 0.25 | 31.25% | 13.71% | 0% | 26.72% | 175 | 175 | 0 | 11.689 | 71.936 | 0.0040967 | 1.6031 | 0 | 137.2034 | 0 | 5.2473 | 2026-07-31 | 2026-08-02 10:45 | 2026-08-02_52 | 15 | OK | 128 | 175 | 175 | 40 | 24 | 24 | 2026-08-01 | 零头寸，无结算现金 | 40.000000 MW × 66.224535 × 0.250000 h = 662.245345 EUR | 24.000000 MW × 5.473291 × 0.250000 h = 32.839746 EUR | 24.000000 MW × 6.860671 × 0.250000 h = 41.164027 EUR | 零上调激活电量 | −(1.603063 MWh × -22.439731) = 35.972299 EUR | 0.000000 + 662.245345 + 32.839746 + 41.164027 + 0.000000 + 35.972299 = 772.221418 EUR
2026-08-02 14:00 | 4.21 | 66.2245 | 5.4733 | 6.8607 | 0 | -79.6888 | 未模拟 | 137.2034 | 142.5365 | -9.7215 | 40 | 24 | 24 | 0 | 3.3664 | -10.2319 | 662.2453 | 32.8397 | 41.164 | 0 | 268.268 | 994.2852 | 994.2852 | 0 | 次日冻结计划复原 | 1 | 1 | 0.25 | 31.25% | 13.71% | 0% | 56.11% | 175 | 175 | 0 | 24.547 | 71.936 | 0.014814 | 5.7968 | 0 | 142.5365 | 0 | 5.2473 | 2026-07-31 | 2026-08-02 11:00 | 2026-08-02_53 | 15 | OK | 128 | 175 | 175 | 40 | 24 | 24 | 2026-08-01 | -9.721503 MW × 4.210000 × 0.250000 h = -10.231882 EUR | 40.000000 MW × 66.224535 × 0.250000 h = 662.245345 EUR | 24.000000 MW × 5.473291 × 0.250000 h = 32.839746 EUR | 24.000000 MW × 6.860671 × 0.250000 h = 41.164027 EUR | 零上调激活电量 | −(3.366446 MWh × -79.688792) = 268.267993 EUR | -10.231882 + 662.245345 + 32.839746 + 41.164027 + 0.000000 + 268.267993 = 994.285230 EUR
2026-08-02 14:15 | 2.74 | 66.2245 | 5.4733 | 6.8607 | 0 | -75.2052 | 未模拟 | 142.5365 | 152.6775 | -36 | 40 | 24 | 24 | 0 | 2.0229 | -24.66 | 662.2453 | 32.8397 | 41.164 | 0 | 152.1293 | 863.7184 | 863.7184 | 0 | 次日冻结计划复原 | 1 | 1 | 0.25 | 31.25% | 13.71% | 0% | 33.71% | 175 | 175 | 0 | 14.75 | 71.936 | 0.02817 | 11.0229 | 0 | 152.6775 | 0 | 5.2473 | 2026-07-31 | 2026-08-02 11:15 | 2026-08-02_54 | 15 | OK | 128 | 175 | 175 | 40 | 24 | 24 | 2026-08-01 | -36.000000 MW × 2.740000 × 0.250000 h = -24.660000 EUR | 40.000000 MW × 66.224535 × 0.250000 h = 662.245345 EUR | 24.000000 MW × 5.473291 × 0.250000 h = 32.839746 EUR | 24.000000 MW × 6.860671 × 0.250000 h = 41.164027 EUR | 零上调激活电量 | −(2.022857 MWh × -75.205153) = 152.129281 EUR | -24.660000 + 662.245345 + 32.839746 + 41.164027 + 0.000000 + 152.129281 = 863.718400 EUR
2026-08-02 14:30 | 3.75 | 66.2245 | 5.4733 | 6.8607 | 0 | 18.3403 | 未模拟 | 152.6775 | 161.3882 | -36 | 40 | 24 | 24 | 0 | 0.46807 | -33.75 | 662.2453 | 32.8397 | 41.164 | 0 | -8.5845 | 693.9146 | 693.9146 | 0 | 次日冻结计划复原 | 1 | 1 | 0.25 | 31.25% | 13.71% | 0% | 7.801% | 175 | 175 | 0 | 3.413 | 71.936 | 0.024196 | 9.4681 | 0 | 161.3882 | 0 | 5.2473 | 2026-07-31 | 2026-08-02 11:30 | 2026-08-02_55 | 15 | OK | 128 | 175 | 175 | 40 | 24 | 24 | 2026-08-01 | -36.000000 MW × 3.750000 × 0.250000 h = -33.750000 EUR | 40.000000 MW × 66.224535 × 0.250000 h = 662.245345 EUR | 24.000000 MW × 5.473291 × 0.250000 h = 32.839746 EUR | 24.000000 MW × 6.860671 × 0.250000 h = 41.164027 EUR | 零上调激活电量 | −(0.468069 MWh × 18.340289) = -8.584513 EUR | -33.750000 + 662.245345 + 32.839746 + 41.164027 + 0.000000 + -8.584513 = 693.914606 EUR
2026-08-02 14:45 | 2.42 | 66.2245 | 5.4733 | 6.8607 | 89.0363 | 5.1661 | 未模拟 | 161.3882 | 170.7414 | -36 | 40 | 24 | 24 | 0.0039771 | 1.1705 | -21.78 | 662.2453 | 32.8397 | 41.164 | 0.35411 | -6.047 | 708.7763 | 708.7763 | 0 | 次日冻结计划复原 | 1 | 1 | 0.25 | 31.25% | 13.71% | 0.06629% | 19.51% | 175 | 175 | 0.029 | 8.535 | 71.936 | 0.025981 | 10.1665 | 0 | 170.7414 | 0 | 5.2473 | 2026-07-31 | 2026-08-02 11:45 | 2026-08-02_56 | 15 | OK | 128 | 175 | 175 | 40 | 24 | 24 | 2026-08-01 | -36.000000 MW × 2.420000 × 0.250000 h = -21.780000 EUR | 40.000000 MW × 66.224535 × 0.250000 h = 662.245345 EUR | 24.000000 MW × 5.473291 × 0.250000 h = 32.839746 EUR | 24.000000 MW × 6.860671 × 0.250000 h = 41.164027 EUR | 0.003977 MWh × 89.036266 = 0.354110 EUR | −(1.170514 MWh × 5.166085) = -6.046977 EUR | -21.780000 + 662.245345 + 32.839746 + 41.164027 + 0.354110 + -6.046977 = 708.776252 EUR
2026-08-02 15:00 | 5.1 | 66.2245 | 5.3628 | 6.8607 | 0 | -43.9632 | 未模拟 | 170.7414 | 164.4911 | 36 | 40 | 24 | 24 | 0 | 3.2497 | 45.9 | 662.2453 | 32.1765 | 41.164 | 0 | 142.8688 | 924.3547 | 924.3547 | 0 | 次日冻结计划复原 | 1 | 1 | 0.25 | 31.25% | 13.71% | 0% | 54.16% | 175 | 175 | 0 | 23.696 | 71.936 | 0.017362 | 0 | 5.7503 | 164.4911 | 0 | 5.2473 | 2026-07-31 | 2026-08-02 12:00 | 2026-08-02_57 | 15 | OK | 128 | 175 | 175 | 40 | 24 | 24 | 2026-08-01 | 36.000000 MW × 5.100000 × 0.250000 h = 45.900000 EUR | 40.000000 MW × 66.224535 × 0.250000 h = 662.245345 EUR | 24.000000 MW × 5.362758 × 0.250000 h = 32.176548 EUR | 24.000000 MW × 6.860671 × 0.250000 h = 41.164027 EUR | 零上调激活电量 | −(3.249737 MWh × -43.963181) = 142.868782 EUR | 45.900000 + 662.245345 + 32.176548 + 41.164027 + 0.000000 + 142.868782 = 924.354703 EUR
2026-08-02 15:15 | 5.09 | 66.2245 | 5.3628 | 6.8607 | 110.4856 | -21.5703 | 未模拟 | 164.4911 | 155.8869 | 36 | 40 | 24 | 24 | 0.10615 | 1.1903 | 45.81 | 662.2453 | 32.1765 | 41.164 | 11.7279 | 25.6744 | 818.7982 | 818.7982 | 0 | 次日冻结计划复原 | 1 | 1 | 0.25 | 31.25% | 13.71% | 1.769% | 19.84% | 175 | 175 | 0.774 | 8.679 | 71.936 | 0.023901 | 0 | 7.9159 | 155.8869 | 0 | 5.2473 | 2026-07-31 | 2026-08-02 12:15 | 2026-08-02_58 | 15 | OK | 128 | 175 | 175 | 40 | 24 | 24 | 2026-08-01 | 36.000000 MW × 5.090000 × 0.250000 h = 45.810000 EUR | 40.000000 MW × 66.224535 × 0.250000 h = 662.245345 EUR | 24.000000 MW × 5.362758 × 0.250000 h = 32.176548 EUR | 24.000000 MW × 6.860671 × 0.250000 h = 41.164027 EUR | 0.106149 MWh × 110.485583 = 11.727887 EUR | −(1.190263 MWh × -21.570331) = 25.674364 EUR | 45.810000 + 662.245345 + 32.176548 + 41.164027 + 11.727887 + 25.674364 = 818.798171 EUR
2026-08-02 15:30 | 3.9 | 66.2245 | 5.3628 | 6.8607 | 107.0612 | 0 | 未模拟 | 155.8869 | 163.9565 | -36 | 40 | 24 | 24 | 0.22862 | 0 | -35.1 | 662.2453 | 32.1765 | 41.164 | 24.476 | 0 | 724.9619 | 724.9619 | 0 | 次日冻结计划复原 | 1 | 1 | 0.25 | 31.25% | 13.71% | 3.81% | 0% | 175 | 175 | 1.667 | 0 | 71.936 | 0.022416 | 8.7714 | 0 | 163.9565 | 0 | 5.2473 | 2026-07-31 | 2026-08-02 12:30 | 2026-08-02_59 | 15 | OK | 128 | 175 | 175 | 40 | 24 | 24 | 2026-08-01 | -36.000000 MW × 3.900000 × 0.250000 h = -35.100000 EUR | 40.000000 MW × 66.224535 × 0.250000 h = 662.245345 EUR | 24.000000 MW × 5.362758 × 0.250000 h = 32.176548 EUR | 24.000000 MW × 6.860671 × 0.250000 h = 41.164027 EUR | 0.228617 MWh × 107.061155 = 24.476015 EUR | 零下调激活电量 | -35.100000 + 662.245345 + 32.176548 + 41.164027 + 24.476015 + 0.000000 = 724.961936 EUR
2026-08-02 15:45 | 3.13 | 66.2245 | 5.3628 | 6.8607 | 117.1949 | 0 | 未模拟 | 163.9565 | 171.5943 | -36 | 40 | 24 | 24 | 0.69806 | 0 | -28.17 | 662.2453 | 32.1765 | 41.164 | 81.8088 | 0 | 789.2247 | 789.2247 | 0 | 次日冻结计划复原 | 1 | 1 | 0.25 | 31.25% | 13.71% | 11.63% | 0% | 175 | 175 | 5.09 | 0 | 71.936 | 0.021216 | 8.3019 | 0 | 171.5943 | 0 | 5.2473 | 2026-07-31 | 2026-08-02 12:45 | 2026-08-02_60 | 15 | OK | 128 | 175 | 175 | 40 | 24 | 24 | 2026-08-01 | -36.000000 MW × 3.130000 × 0.250000 h = -28.170000 EUR | 40.000000 MW × 66.224535 × 0.250000 h = 662.245345 EUR | 24.000000 MW × 5.362758 × 0.250000 h = 32.176548 EUR | 24.000000 MW × 6.860671 × 0.250000 h = 41.164027 EUR | 0.698057 MWh × 117.194938 = 81.808764 EUR | 零下调激活电量 | -28.170000 + 662.245345 + 32.176548 + 41.164027 + 81.808764 + 0.000000 = 789.224684 EUR
2026-08-02 16:00 | 7.62 | 66.2245 | 5.2999 | 3.0073 | 128.8282 | 76.2297 | 未模拟 | 171.5943 | 171.2352 | 0 | 40 | 24 | 24 | 0.33559 | 0.0061714 | 0 | 662.2453 | 31.7992 | 18.0436 | 43.2333 | -0.47045 | 754.8509 | 754.8509 | 0 | 次日冻结计划复原 | 1 | 1 | 0.25 | 31.25% | 13.71% | 5.593% | 0.1029% | 175 | 175 | 2.447 | 0.045 | 71.936 | 0.001029 | 0.0061714 | 0.33559 | 171.2352 | 0 | 5.2473 | 2026-07-31 | 2026-08-02 13:00 | 2026-08-02_61 | 15 | OK | 128 | 175 | 175 | 40 | 24 | 24 | 2026-08-01 | 零头寸，无结算现金 | 40.000000 MW × 66.224535 × 0.250000 h = 662.245345 EUR | 24.000000 MW × 5.299869 × 0.250000 h = 31.799211 EUR | 24.000000 MW × 3.007261 × 0.250000 h = 18.043565 EUR | 0.335589 MWh × 128.828159 = 43.233258 EUR | −(0.006171 MWh × 76.229680) = -0.470446 EUR | 0.000000 + 662.245345 + 31.799211 + 18.043565 + 43.233258 + -0.470446 = 754.850933 EUR
2026-08-02 16:15 | 7.14 | 66.2245 | 5.2999 | 3.0073 | 93.551 | 66.991 | 未模拟 | 171.2352 | 171.5905 | -1.5136 | 40 | 24 | 24 | 0.017829 | 0.028663 | -2.7019 | 662.2453 | 31.7992 | 18.0436 | 1.6679 | -1.9202 | 709.134 | 709.134 | 0 | 次日冻结计划复原 | 1 | 1 | 0.25 | 31.25% | 13.71% | 0.2971% | 0.4777% | 175 | 175 | 0.13 | 0.209 | 71.936 | 0.0010879 | 0.40595 | 0.016704 | 171.5905 | 0 | 5.2473 | 2026-07-31 | 2026-08-02 13:15 | 2026-08-02_62 | 15 | OK | 128 | 175 | 175 | 40 | 24 | 24 | 2026-08-01 | -1.513646 MW × 7.140000 × 0.250000 h = -2.701858 EUR | 40.000000 MW × 66.224535 × 0.250000 h = 662.245345 EUR | 24.000000 MW × 5.299869 × 0.250000 h = 31.799211 EUR | 24.000000 MW × 3.007261 × 0.250000 h = 18.043565 EUR | 0.017829 MWh × 93.550969 = 1.667880 EUR | −(0.028663 MWh × 66.991024) = -1.920154 EUR | -2.701858 + 662.245345 + 31.799211 + 18.043565 + 1.667880 + -1.920154 = 709.133989 EUR
2026-08-02 16:30 | 7.94 | 66.2245 | 5.2999 | 3.0073 | 132.1767 | 76.2297 | 未模拟 | 171.5905 | 171.5946 | -2.8374 | 40 | 24 | 24 | 0.61563 | 0.0091886 | -5.6323 | 662.2453 | 31.7992 | 18.0436 | 81.3725 | -0.70044 | 787.1279 | 787.1279 | 0 | 次日冻结计划复原 | 1 | 1 | 0.25 | 31.25% | 13.71% | 10.26% | 0.1531% | 175 | 175 | 4.489 | 0.067 | 71.936 | 0.0032893 | 0.64576 | 0.54285 | 171.5946 | 0 | 5.2473 | 2026-07-31 | 2026-08-02 13:30 | 2026-08-02_63 | 15 | OK | 128 | 175 | 175 | 40 | 24 | 24 | 2026-08-01 | -2.837436 MW × 7.940000 × 0.250000 h = -5.632310 EUR | 40.000000 MW × 66.224535 × 0.250000 h = 662.245345 EUR | 24.000000 MW × 5.299869 × 0.250000 h = 31.799211 EUR | 24.000000 MW × 3.007261 × 0.250000 h = 18.043565 EUR | 0.615634 MWh × 132.176739 = 81.372532 EUR | −(0.009189 MWh × 76.229680) = -0.700442 EUR | -5.632310 + 662.245345 + 31.799211 + 18.043565 + 81.372532 + -0.700442 = 787.127902 EUR
2026-08-02 16:45 | 8.47 | 66.2245 | 5.2999 | 3.0073 | 109.3389 | 76.2297 | 未模拟 | 171.5946 | 171.571 | -0.47971 | 40 | 24 | 24 | 0.1285 | 0.00576 | -1.0158 | 662.2453 | 31.7992 | 18.0436 | 14.0504 | -0.43908 | 724.6836 | 724.6836 | 0 | 次日冻结计划复原 | 1 | 1 | 0.25 | 31.25% | 13.71% | 2.142% | 0.096% | 175 | 175 | 0.937 | 0.042 | 71.936 | 0.00069488 | 0.12312 | 0.12593 | 171.571 | 0 | 5.2473 | 2026-07-31 | 2026-08-02 13:45 | 2026-08-02_64 | 15 | OK | 128 | 175 | 175 | 40 | 24 | 24 | 2026-08-01 | -0.479714 MW × 8.470000 × 0.250000 h = -1.015795 EUR | 40.000000 MW × 66.224535 × 0.250000 h = 662.245345 EUR | 24.000000 MW × 5.299869 × 0.250000 h = 31.799211 EUR | 24.000000 MW × 3.007261 × 0.250000 h = 18.043565 EUR | 0.128503 MWh × 109.338898 = 14.050361 EUR | −(0.005760 MWh × 76.229680) = -0.439083 EUR | -1.015795 + 662.245345 + 31.799211 + 18.043565 + 14.050361 + -0.439083 = 724.683605 EUR
2026-08-02 17:00 | 12.63 | 60.0309 | 6.0336 | 3.0073 | 133.2114 | 76.2297 | 未模拟 | 171.571 | 171.5319 | 0.20655 | 40 | 24 | 24 | 0.011246 | 0.031817 | 0.65218 | 600.3087 | 36.2015 | 18.0436 | 1.4981 | -2.4254 | 654.2786 | 654.2786 | 0 | 次日冻结计划复原 | 1 | 1 | 0.25 | 31.25% | 13.71% | 0.1874% | 0.5303% | 175 | 175 | 0.082 | 0.232 | 51.968 | 0.00026965 | 0.031543 | 0.062609 | 171.5319 | 0 | 5.2473 | 2026-07-31 | 2026-08-02 14:00 | 2026-08-02_65 | 15 | OK | 128 | 175 | 175 | 40 | 24 | 24 | 2026-08-01 | 0.206548 MW × 12.630000 × 0.250000 h = 0.652175 EUR | 40.000000 MW × 60.030873 × 0.250000 h = 600.308730 EUR | 24.000000 MW × 6.033579 × 0.250000 h = 36.201475 EUR | 24.000000 MW × 3.007261 × 0.250000 h = 18.043565 EUR | 0.011246 MWh × 133.211366 = 1.498057 EUR | −(0.031817 MWh × 76.229680) = -2.425411 EUR | 0.652175 + 600.308730 + 36.201475 + 18.043565 + 1.498057 + -2.425411 = 654.278592 EUR
2026-08-02 17:15 | 15.51 | 60.0309 | 6.0336 | 3.0073 | 172.3492 | 61.6144 | 未模拟 | 171.5319 | 171.6 | -3.1951 | 40 | 24 | 24 | 0.6827 | 0.06528 | -12.3892 | 600.3087 | 36.2015 | 18.0436 | 117.6623 | -4.0222 | 755.8047 | 755.8047 | 0 | 次日冻结计划复原 | 1 | 1 | 0.25 | 31.25% | 13.71% | 11.38% | 1.088% | 175 | 175 | 4.978 | 0.476 | 51.968 | 0.0037628 | 0.77318 | 0.59181 | 171.6 | 0 | 5.2473 | 2026-07-31 | 2026-08-02 14:15 | 2026-08-02_66 | 15 | OK | 128 | 175 | 175 | 40 | 24 | 24 | 2026-08-01 | -3.195145 MW × 15.510000 × 0.250000 h = -12.389173 EUR | 40.000000 MW × 60.030873 × 0.250000 h = 600.308730 EUR | 24.000000 MW × 6.033579 × 0.250000 h = 36.201475 EUR | 24.000000 MW × 3.007261 × 0.250000 h = 18.043565 EUR | 0.682697 MWh × 172.349208 = 117.662312 EUR | −(0.065280 MWh × 61.614354) = -4.022185 EUR | -12.389173 + 600.308730 + 36.201475 + 18.043565 + 117.662312 + -4.022185 = 755.804724 EUR
2026-08-02 17:30 | 101.95 | 60.0309 | 6.0336 | 3.0073 | 180.6632 | 0 | 未模拟 | 171.6 | 170.6722 | -5.3278 | 40 | 24 | 24 | 2.0508 | 0 | -135.7929 | 600.3087 | 36.2015 | 18.0436 | 370.5103 | 0 | 889.2711 | 889.2711 | 0 | 次日冻结计划复原 | 1 | 1 | 0.25 | 31.25% | 13.71% | 34.18% | 0% | 175 | 175 | 14.954 | 0 | 51.968 | 0.0070579 | 0.87669 | 1.5956 | 170.6722 | 0 | 5.2473 | 2026-07-31 | 2026-08-02 14:30 | 2026-08-02_67 | 15 | OK | 128 | 175 | 175 | 40 | 24 | 24 | 2026-08-01 | -5.327825 MW × 101.950000 × 0.250000 h = -135.792934 EUR | 40.000000 MW × 60.030873 × 0.250000 h = 600.308730 EUR | 24.000000 MW × 6.033579 × 0.250000 h = 36.201475 EUR | 24.000000 MW × 3.007261 × 0.250000 h = 18.043565 EUR | 2.050834 MWh × 180.663198 = 370.510281 EUR | 零下调激活电量 | -135.792934 + 600.308730 + 36.201475 + 18.043565 + 370.510281 + 0.000000 = 889.271118 EUR
2026-08-02 17:45 | 157.36 | 60.0309 | 6.0336 | 3.0073 | 183.3463 | 60.9837 | 未模拟 | 170.6722 | 157.8446 | 36 | 40 | 24 | 24 | 2.8076 | 0.0061714 | 1416.24 | 600.3087 | 36.2015 | 18.0436 | 514.761 | -0.37636 | 2585.1784 | 2585.1784 | 0 | 次日冻结计划复原 | 1 | 1 | 0.25 | 31.25% | 13.71% | 46.79% | 0.1029% | 175 | 175 | 20.472 | 0.045 | 51.968 | 0.035632 | 0 | 11.8014 | 157.8446 | 0 | 5.2473 | 2026-07-31 | 2026-08-02 14:45 | 2026-08-02_68 | 15 | OK | 128 | 175 | 175 | 40 | 24 | 24 | 2026-08-01 | 36.000000 MW × 157.360000 × 0.250000 h = 1416.240000 EUR | 40.000000 MW × 60.030873 × 0.250000 h = 600.308730 EUR | 24.000000 MW × 6.033579 × 0.250000 h = 36.201475 EUR | 24.000000 MW × 3.007261 × 0.250000 h = 18.043565 EUR | 2.807589 MWh × 183.346292 = 514.760955 EUR | −(0.006171 MWh × 60.983744) = -0.376357 EUR | 1416.240000 + 600.308730 + 36.201475 + 18.043565 + 514.760955 + -0.376357 = 2585.178369 EUR
2026-08-02 18:00 | 60.92 | 60.0309 | 7.1275 | 2.5956 | 166.1632 | 72.0759 | 未模拟 | 157.8446 | 171.595 | -60 | 40 | 24 | 0 | 0.053897 | 0 | -913.8 | 600.3087 | 42.7649 | 0 | 8.9557 | 0 | -261.7707 | -261.7707 | 0 | 次日冻结计划复原 | 1 | 1 | 0.25 | 31.25% | 13.71% | 0.8983% | 1.561% | 175 | 175 | 0.393 | 0.683 | 51.968 | 0.038196 | 14.9461 | 0 | 171.595 | 0 | 5.2473 | 2026-07-31 | 2026-08-02 15:00 | 2026-08-02_69 | 15 | OK | 128 | 175 | 175 | 40 | 24 | 24 | 2026-08-01 | -60.000000 MW × 60.920000 × 0.250000 h = -913.800000 EUR | 40.000000 MW × 60.030873 × 0.250000 h = 600.308730 EUR | 24.000000 MW × 7.127475 × 0.250000 h = 42.764850 EUR | 零头寸，无结算现金 | 0.053897 MWh × 166.163170 = 8.955720 EUR | 零下调激活电量 | -913.800000 + 600.308730 + 42.764850 + 0.000000 + 8.955720 + 0.000000 = -261.770699 EUR
2026-08-02 18:15 | 132.66 | 60.0309 | 7.1275 | 2.5956 | 226.0946 | 76.4203 | 未模拟 | 171.595 | 171.6 | -4.8735 | 40 | 24 | 0 | 1.0597 | 0 | -161.6282 | 600.3087 | 42.7649 | 0 | 239.5931 | 0 | 721.0385 | 721.0385 | 0 | 次日冻结计划复原 | 1 | 1 | 0.25 | 31.25% | 13.71% | 17.66% | 0.4434% | 175 | 175 | 7.727 | 0.194 | 51.968 | 0.0051136 | 1.0032 | 0.84452 | 171.6 | 0 | 5.2473 | 2026-07-31 | 2026-08-02 15:15 | 2026-08-02_70 | 15 | OK | 128 | 175 | 175 | 40 | 24 | 24 | 2026-08-01 | -4.873456 MW × 132.660000 × 0.250000 h = -161.628176 EUR | 40.000000 MW × 60.030873 × 0.250000 h = 600.308730 EUR | 24.000000 MW × 7.127475 × 0.250000 h = 42.764850 EUR | 零头寸，无结算现金 | 1.059703 MWh × 226.094563 = 239.593054 EUR | 零下调激活电量 | -161.628176 + 600.308730 + 42.764850 + 0.000000 + 239.593054 + 0.000000 = 721.038459 EUR
2026-08-02 18:30 | 145.74 | 60.0309 | 7.1275 | 2.5956 | 228.6523 | 0 | 未模拟 | 171.6 | 171.6 | -13.717 | 40 | 24 | 0 | 3.1819 | 0 | -499.7794 | 600.3087 | 42.7649 | 0 | 727.5375 | 0 | 870.8317 | 870.8317 | 0 | 次日冻结计划复原 | 1 | 1 | 0.25 | 31.25% | 13.71% | 53.03% | 0% | 175 | 175 | 23.201 | 0 | 51.968 | 0.0082324 | 1.6107 | 1.3633 | 171.6 | 0 | 5.2473 | 2026-07-31 | 2026-08-02 15:30 | 2026-08-02_71 | 15 | OK | 128 | 175 | 175 | 40 | 24 | 24 | 2026-08-01 | -13.717014 MW × 145.740000 × 0.250000 h = -499.779415 EUR | 40.000000 MW × 60.030873 × 0.250000 h = 600.308730 EUR | 24.000000 MW × 7.127475 × 0.250000 h = 42.764850 EUR | 零头寸，无结算现金 | 3.181851 MWh × 228.652259 = 727.537518 EUR | 零下调激活电量 | -499.779415 + 600.308730 + 42.764850 + 0.000000 + 727.537518 + 0.000000 = 870.831684 EUR
2026-08-02 18:45 | 181.46 | 60.0309 | 7.1275 | 2.5956 | 223.7313 | 0 | 未模拟 | 171.6 | 171.5851 | -7.511 | 40 | 24 | 0 | 1.684 | 0 | -340.7371 | 600.3087 | 42.7649 | 0 | 376.7583 | 0 | 679.0948 | 679.0948 | 0 | 次日冻结计划复原 | 1 | 1 | 0.25 | 31.25% | 13.71% | 28.07% | 0% | 175 | 175 | 12.279 | 0 | 51.968 | 0.0069451 | 1.3507 | 1.157 | 171.5851 | 0 | 5.2473 | 2026-07-31 | 2026-08-02 15:45 | 2026-08-02_72 | 15 | OK | 128 | 175 | 175 | 40 | 24 | 24 | 2026-08-01 | -7.511013 MW × 181.460000 × 0.250000 h = -340.737110 EUR | 40.000000 MW × 60.030873 × 0.250000 h = 600.308730 EUR | 24.000000 MW × 7.127475 × 0.250000 h = 42.764850 EUR | 零头寸，无结算现金 | 1.683977 MWh × 223.731252 = 376.758315 EUR | 零下调激活电量 | -340.737110 + 600.308730 + 42.764850 + 0.000000 + 376.758315 + 0.000000 = 679.094785 EUR
2026-08-02 19:00 | 186.08 | 60.0309 | 7.1027 | 2.851 | 217.5986 | 80.0412 | 未模拟 | 171.5851 | 171.3044 | 0 | 40 | 24 | 24 | 0.27195 | 0.016183 | 0 | 600.3087 | 42.6162 | 17.1059 | 59.1769 | -1.2953 | 717.9124 | 717.9124 | 0 | 次日冻结计划复原 | 1 | 1 | 0.25 | 31.25% | 13.71% | 4.533% | 0.2697% | 175 | 175 | 1.983 | 0.118 | 91.904 | 0.00086247 | 0.016183 | 0.27195 | 171.3044 | 0 | 5.2473 | 2026-07-31 | 2026-08-02 16:00 | 2026-08-02_73 | 15 | OK | 128 | 175 | 175 | 40 | 24 | 24 | 2026-08-01 | 零头寸，无结算现金 | 40.000000 MW × 60.030873 × 0.250000 h = 600.308730 EUR | 24.000000 MW × 7.102700 × 0.250000 h = 42.616203 EUR | 24.000000 MW × 2.850990 × 0.250000 h = 17.105940 EUR | 0.271954 MWh × 217.598575 = 59.176865 EUR | −(0.016183 MWh × 80.041164) = -1.295295 EUR | 0.000000 + 600.308730 + 42.616203 + 17.105940 + 59.176865 + -1.295295 = 717.912443 EUR
2026-08-02 19:15 | 212.63 | 60.0309 | 7.1027 | 2.851 | 239.5342 | 80.0412 | 未模拟 | 171.3044 | 160.9027 | 36 | 40 | 24 | 24 | 0.57285 | 0.0032914 | 1913.67 | 600.3087 | 42.6162 | 17.1059 | 137.2162 | -0.26345 | 2710.6536 | 2710.6536 | 0 | 次日冻结计划复原 | 1 | 1 | 0.25 | 31.25% | 13.71% | 9.547% | 0.05486% | 175 | 175 | 4.177 | 0.024 | 91.904 | 0.028894 | 0 | 9.5696 | 160.9027 | 0 | 5.2473 | 2026-07-31 | 2026-08-02 16:15 | 2026-08-02_74 | 15 | OK | 128 | 175 | 175 | 40 | 24 | 24 | 2026-08-01 | 36.000000 MW × 212.630000 × 0.250000 h = 1913.670000 EUR | 40.000000 MW × 60.030873 × 0.250000 h = 600.308730 EUR | 24.000000 MW × 7.102700 × 0.250000 h = 42.616203 EUR | 24.000000 MW × 2.850990 × 0.250000 h = 17.105940 EUR | 0.572846 MWh × 239.534237 = 137.216161 EUR | −(0.003291 MWh × 80.041164) = -0.263450 EUR | 1913.670000 + 600.308730 + 42.616203 + 17.105940 + 137.216161 + -0.263450 = 2710.653584 EUR
2026-08-02 19:30 | 197.63 | 60.0309 | 7.1027 | 2.851 | 242.4834 | 0 | 未模拟 | 160.9027 | 159.6218 | 0 | 40 | 24 | 24 | 1.1785 | 0 | 0 | 600.3087 | 42.6162 | 17.1059 | 285.759 | 0 | 945.7899 | 945.7899 | 0 | 次日冻结计划复原 | 1 | 1 | 0.25 | 31.25% | 13.71% | 19.64% | 0% | 175 | 175 | 8.593 | 0 | 91.904 | 0.0035582 | 0 | 1.1785 | 159.6218 | 0 | 5.2473 | 2026-07-31 | 2026-08-02 16:30 | 2026-08-02_75 | 15 | OK | 128 | 175 | 175 | 40 | 24 | 24 | 2026-08-01 | 零头寸，无结算现金 | 40.000000 MW × 60.030873 × 0.250000 h = 600.308730 EUR | 24.000000 MW × 7.102700 × 0.250000 h = 42.616203 EUR | 24.000000 MW × 2.850990 × 0.250000 h = 17.105940 EUR | 1.178469 MWh × 242.483372 = 285.759033 EUR | 零下调激活电量 | 0.000000 + 600.308730 + 42.616203 + 17.105940 + 285.759033 + 0.000000 = 945.789906 EUR
2026-08-02 19:45 | 215.78 | 60.0309 | 7.1027 | 2.851 | 228.9749 | 0 | 未模拟 | 159.6218 | 148.1615 | 36 | 40 | 24 | 24 | 1.5434 | 0 | 1942.02 | 600.3087 | 42.6162 | 17.1059 | 353.4012 | 0 | 2955.452 | 2955.452 | 0 | 次日冻结计划复原 | 1 | 1 | 0.25 | 31.25% | 13.71% | 25.72% | 0% | 175 | 175 | 11.254 | 0 | 91.904 | 0.031834 | 0 | 10.5434 | 148.1615 | 0 | 5.2473 | 2026-07-31 | 2026-08-02 16:45 | 2026-08-02_76 | 15 | OK | 128 | 175 | 175 | 40 | 24 | 24 | 2026-08-01 | 36.000000 MW × 215.780000 × 0.250000 h = 1942.020000 EUR | 40.000000 MW × 60.030873 × 0.250000 h = 600.308730 EUR | 24.000000 MW × 7.102700 × 0.250000 h = 42.616203 EUR | 24.000000 MW × 2.850990 × 0.250000 h = 17.105940 EUR | 1.543406 MWh × 228.974901 = 353.401171 EUR | 零下调激活电量 | 1942.020000 + 600.308730 + 42.616203 + 17.105940 + 353.401171 + 0.000000 = 2955.452044 EUR
2026-08-02 20:00 | 212.83 | 60.0309 | 3.9144 | 2.851 | 218.4613 | 80.0412 | 未模拟 | 148.1615 | 131.8612 | 60 | 40 | 0 | 24 | 0 | 0.0037029 | 3192.45 | 600.3087 | 0 | 17.1059 | 0 | -0.29638 | 3809.5683 | 3809.5683 | 0 | 次日冻结计划复原 | 1 | 1 | 0.25 | 31.25% | 13.71% | 5.646% | 0.06171% | 175 | 175 | 2.47 | 0.027 | 91.904 | 0.045279 | 0 | 14.9963 | 131.8612 | 0 | 5.2473 | 2026-07-31 | 2026-08-02 17:00 | 2026-08-02_77 | 15 | OK | 128 | 175 | 175 | 40 | 24 | 24 | 2026-08-01 | 60.000000 MW × 212.830000 × 0.250000 h = 3192.450000 EUR | 40.000000 MW × 60.030873 × 0.250000 h = 600.308730 EUR | 零头寸，无结算现金 | 24.000000 MW × 2.850990 × 0.250000 h = 17.105940 EUR | 零上调激活电量 | −(0.003703 MWh × 80.041164) = -0.296381 EUR | 3192.450000 + 600.308730 + 0.000000 + 17.105940 + 0.000000 + -0.296381 = 3809.568289 EUR
2026-08-02 20:15 | 215.16 | 60.0309 | 3.9144 | 2.851 | 225.5817 | 71.9368 | 未模拟 | 131.8612 | 116.0267 | 60 | 40 | 0 | 24 | 0 | 0.43227 | 3227.4 | 600.3087 | 0 | 17.1059 | 0 | -31.0964 | 3813.7182 | 3813.7182 | 0 | 次日冻结计划复原 | 1 | 1 | 0.25 | 31.25% | 13.71% | 2.635% | 7.205% | 175 | 175 | 1.153 | 3.152 | 91.904 | 0.043985 | 0 | 14.5677 | 116.0267 | 0 | 5.2473 | 2026-07-31 | 2026-08-02 17:15 | 2026-08-02_78 | 15 | OK | 128 | 175 | 175 | 40 | 24 | 24 | 2026-08-01 | 60.000000 MW × 215.160000 × 0.250000 h = 3227.400000 EUR | 40.000000 MW × 60.030873 × 0.250000 h = 600.308730 EUR | 零头寸，无结算现金 | 24.000000 MW × 2.850990 × 0.250000 h = 17.105940 EUR | 零上调激活电量 | −(0.432274 MWh × 71.936806) = -31.096431 EUR | 3227.400000 + 600.308730 + 0.000000 + 17.105940 + 0.000000 + -31.096431 = 3813.718239 EUR
2026-08-02 20:30 | 215.16 | 60.0309 | 3.9144 | 2.851 | 176.4547 | 80.0412 | 未模拟 | 116.0267 | 99.7243 | 60 | 40 | 0 | 24 | 0 | 0.0017829 | 3227.4 | 600.3087 | 0 | 17.1059 | 0 | -0.1427 | 3844.672 | 3844.672 | 0 | 次日冻结计划复原 | 1 | 1 | 0.25 | 31.25% | 13.71% | 1.129% | 0.02971% | 175 | 175 | 0.494 | 0.013 | 91.904 | 0.045284 | 0 | 14.9982 | 99.7243 | 0 | 5.2473 | 2026-07-31 | 2026-08-02 17:30 | 2026-08-02_79 | 15 | OK | 128 | 175 | 175 | 40 | 24 | 24 | 2026-08-01 | 60.000000 MW × 215.160000 × 0.250000 h = 3227.400000 EUR | 40.000000 MW × 60.030873 × 0.250000 h = 600.308730 EUR | 零头寸，无结算现金 | 24.000000 MW × 2.850990 × 0.250000 h = 17.105940 EUR | 零上调激活电量 | −(0.001783 MWh × 80.041164) = -0.142702 EUR | 3227.400000 + 600.308730 + 0.000000 + 17.105940 + 0.000000 + -0.142702 = 3844.671968 EUR
2026-08-02 20:45 | 219.92 | 60.0309 | 3.9144 | 2.851 | 222.1335 | 80.0412 | 未模拟 | 99.7243 | 83.4246 | 60 | 40 | 0 | 24 | 0 | 0.0042514 | 3298.8 | 600.3087 | 0 | 17.1059 | 0 | -0.34029 | 3915.8744 | 3915.8744 | 0 | 次日冻结计划复原 | 1 | 1 | 0.25 | 31.25% | 13.71% | 5.435% | 0.07086% | 175 | 175 | 2.378 | 0.031 | 91.904 | 0.045277 | 0 | 14.9957 | 83.4246 | 0 | 5.2473 | 2026-07-31 | 2026-08-02 17:45 | 2026-08-02_80 | 15 | OK | 128 | 175 | 175 | 40 | 24 | 24 | 2026-08-01 | 60.000000 MW × 219.920000 × 0.250000 h = 3298.800000 EUR | 40.000000 MW × 60.030873 × 0.250000 h = 600.308730 EUR | 零头寸，无结算现金 | 24.000000 MW × 2.850990 × 0.250000 h = 17.105940 EUR | 零上调激活电量 | −(0.004251 MWh × 80.041164) = -0.340289 EUR | 3298.800000 + 600.308730 + 0.000000 + 17.105940 + 0.000000 + -0.340289 = 3915.874381 EUR
2026-08-02 21:00 | 215.16 | 60.0309 | 7.0246 | 2.851 | 228.689 | 0 | 未模拟 | 83.4246 | 72.6328 | 36 | 40 | 24 | 24 | 0.92846 | 0 | 1936.44 | 600.3087 | 42.1474 | 17.1059 | 212.328 | 0 | 2808.33 | 2808.33 | 0 | 次日冻结计划复原 | 1 | 1 | 0.25 | 31.25% | 13.71% | 15.47% | 0% | 175 | 175 | 6.77 | 0 | 91.904 | 0.029977 | 0 | 9.9285 | 72.6328 | 0 | 5.2473 | 2026-07-31 | 2026-08-02 18:00 | 2026-08-02_81 | 15 | OK | 128 | 175 | 175 | 40 | 24 | 24 | 2026-08-01 | 36.000000 MW × 215.160000 × 0.250000 h = 1936.440000 EUR | 40.000000 MW × 60.030873 × 0.250000 h = 600.308730 EUR | 24.000000 MW × 7.024565 × 0.250000 h = 42.147390 EUR | 24.000000 MW × 2.850990 × 0.250000 h = 17.105940 EUR | 0.928457 MWh × 228.689040 = 212.327973 EUR | 零下调激活电量 | 1936.440000 + 600.308730 + 42.147390 + 17.105940 + 212.327973 + 0.000000 = 2808.330033 EUR
2026-08-02 21:15 | 217.54 | 60.0309 | 7.0246 | 2.851 | 228.689 | 0 | 未模拟 | 72.6328 | 61.189 | 36 | 40 | 24 | 24 | 1.5283 | 0 | 1957.86 | 600.3087 | 42.1474 | 17.1059 | 349.51 | 0 | 2966.9321 | 2966.9321 | 0 | 次日冻结计划复原 | 1 | 1 | 0.25 | 31.25% | 13.71% | 25.47% | 0% | 175 | 175 | 11.144 | 0 | 91.904 | 0.031788 | 0 | 10.5283 | 61.189 | 0 | 5.2473 | 2026-07-31 | 2026-08-02 18:15 | 2026-08-02_82 | 15 | OK | 128 | 175 | 175 | 40 | 24 | 24 | 2026-08-01 | 36.000000 MW × 217.540000 × 0.250000 h = 1957.860000 EUR | 40.000000 MW × 60.030873 × 0.250000 h = 600.308730 EUR | 24.000000 MW × 7.024565 × 0.250000 h = 42.147390 EUR | 24.000000 MW × 2.850990 × 0.250000 h = 17.105940 EUR | 1.528320 MWh × 228.689040 = 349.510034 EUR | 零下调激活电量 | 1957.860000 + 600.308730 + 42.147390 + 17.105940 + 349.510034 + 0.000000 = 2966.932094 EUR
2026-08-02 21:30 | 208.75 | 60.0309 | 7.0246 | 2.851 | 219.4193 | 80.0412 | 未模拟 | 61.189 | 50.8915 | 36 | 40 | 24 | 24 | 0.47424 | 0.00054857 | 1878.75 | 600.3087 | 42.1474 | 17.1059 | 104.0574 | -0.043908 | 2642.3256 | 2642.3256 | 0 | 次日冻结计划复原 | 1 | 1 | 0.25 | 31.25% | 13.71% | 7.904% | 0.009143% | 175 | 175 | 3.458 | 0.004 | 91.904 | 0.028604 | 0 | 9.4737 | 50.8915 | 0 | 5.2473 | 2026-07-31 | 2026-08-02 18:30 | 2026-08-02_83 | 15 | OK | 128 | 175 | 175 | 40 | 24 | 24 | 2026-08-01 | 36.000000 MW × 208.750000 × 0.250000 h = 1878.750000 EUR | 40.000000 MW × 60.030873 × 0.250000 h = 600.308730 EUR | 24.000000 MW × 7.024565 × 0.250000 h = 42.147390 EUR | 24.000000 MW × 2.850990 × 0.250000 h = 17.105940 EUR | 0.474240 MWh × 219.419320 = 104.057419 EUR | −(0.000549 MWh × 80.041164) = -0.043908 EUR | 1878.750000 + 600.308730 + 42.147390 + 17.105940 + 104.057419 + -0.043908 = 2642.325571 EUR
2026-08-02 21:45 | 197.01 | 60.0309 | 7.0246 | 2.851 | 184.647 | 72.2554 | 未模拟 | 50.8915 | 51.1276 | 0 | 40 | 24 | 24 | 0.069669 | 0.33902 | 0 | 600.3087 | 42.1474 | 17.1059 | 12.8641 | -24.4958 | 647.9303 | 647.9303 | 0 | 次日冻结计划复原 | 1 | 1 | 0.25 | 31.25% | 13.71% | 1.161% | 5.65% | 175 | 175 | 0.508 | 2.472 | 91.904 | 0.0010767 | 0.33902 | 0.069669 | 51.1276 | 0 | 5.2473 | 2026-07-31 | 2026-08-02 18:45 | 2026-08-02_84 | 15 | OK | 128 | 175 | 175 | 40 | 24 | 24 | 2026-08-01 | 零头寸，无结算现金 | 40.000000 MW × 60.030873 × 0.250000 h = 600.308730 EUR | 24.000000 MW × 7.024565 × 0.250000 h = 42.147390 EUR | 24.000000 MW × 2.850990 × 0.250000 h = 17.105940 EUR | 0.069669 MWh × 184.646961 = 12.864090 EUR | −(0.339017 MWh × 72.255446) = -24.495835 EUR | 0.000000 + 600.308730 + 42.147390 + 17.105940 + 12.864090 + -24.495835 = 647.930316 EUR
2026-08-02 22:00 | 201.42 | 66.2245 | 3.9144 | 2.5937 | 169.0233 | 76.4203 | 未模拟 | 51.1276 | 51.3092 | 0 | 40 | 24 | 24 | 0.029349 | 0.23205 | 0 | 662.2453 | 23.4864 | 15.5623 | 4.9606 | -17.733 | 688.5216 | 688.5216 | 0 | 次日冻结计划复原 | 1 | 1 | 0.25 | 31.25% | 13.71% | 0.4891% | 3.867% | 175 | 175 | 0.214 | 1.692 | 131.968 | 0.00068162 | 0.23205 | 0.029349 | 51.3092 | 0 | 5.2473 | 2026-07-31 | 2026-08-02 19:00 | 2026-08-02_85 | 15 | OK | 128 | 175 | 175 | 40 | 24 | 24 | 2026-08-01 | 零头寸，无结算现金 | 40.000000 MW × 66.224535 × 0.250000 h = 662.245345 EUR | 24.000000 MW × 3.914394 × 0.250000 h = 23.486364 EUR | 24.000000 MW × 2.593715 × 0.250000 h = 15.562289 EUR | 0.029349 MWh × 169.023307 = 4.960593 EUR | −(0.232046 MWh × 76.420254) = -17.732992 EUR | 0.000000 + 662.245345 + 23.486364 + 15.562289 + 4.960593 + -17.732992 = 688.521599 EUR
2026-08-02 22:15 | 204.65 | 66.2245 | 3.9144 | 2.5937 | 152.4594 | 72.4811 | 未模拟 | 51.3092 | 51.7231 | 0 | 40 | 24 | 24 | 0.0034286 | 0.45394 | 0 | 662.2453 | 23.4864 | 15.5623 | 0.52272 | -32.9023 | 668.9144 | 668.9144 | 0 | 次日冻结计划复原 | 1 | 1 | 0.25 | 31.25% | 13.71% | 0.05714% | 7.566% | 175 | 175 | 0.025 | 3.31 | 131.968 | 0.0011704 | 0.45394 | 0.0034286 | 51.7231 | 0 | 5.2473 | 2026-07-31 | 2026-08-02 19:15 | 2026-08-02_86 | 15 | OK | 128 | 175 | 175 | 40 | 24 | 24 | 2026-08-01 | 零头寸，无结算现金 | 40.000000 MW × 66.224535 × 0.250000 h = 662.245345 EUR | 24.000000 MW × 3.914394 × 0.250000 h = 23.486364 EUR | 24.000000 MW × 2.593715 × 0.250000 h = 15.562289 EUR | 0.003429 MWh × 152.459360 = 0.522718 EUR | −(0.453943 MWh × 72.481086) = -32.902271 EUR | 0.000000 + 662.245345 + 23.486364 + 15.562289 + 0.522718 + -32.902271 = 668.914446 EUR
2026-08-02 22:30 | 206.96 | 66.2245 | 3.9144 | 2.5937 | 189.7803 | 76.4203 | 未模拟 | 51.7231 | 51.6334 | 0 | 40 | 24 | 24 | 0.1536 | 0.083931 | 0 | 662.2453 | 23.4864 | 15.5623 | 29.1502 | -6.4141 | 724.0302 | 724.0302 | 0 | 次日冻结计划复原 | 1 | 1 | 0.25 | 31.25% | 13.71% | 2.56% | 1.399% | 175 | 175 | 1.12 | 0.612 | 131.968 | 0.00067826 | 0.083931 | 0.1536 | 51.6334 | 0 | 5.2473 | 2026-07-31 | 2026-08-02 19:30 | 2026-08-02_87 | 15 | OK | 128 | 175 | 175 | 40 | 24 | 24 | 2026-08-01 | 零头寸，无结算现金 | 40.000000 MW × 66.224535 × 0.250000 h = 662.245345 EUR | 24.000000 MW × 3.914394 × 0.250000 h = 23.486364 EUR | 24.000000 MW × 2.593715 × 0.250000 h = 15.562289 EUR | 0.153600 MWh × 189.780268 = 29.150249 EUR | −(0.083931 MWh × 76.420254) = -6.414061 EUR | 0.000000 + 662.245345 + 23.486364 + 15.562289 + 29.150249 + -6.414061 = 724.030187 EUR
2026-08-02 22:45 | 208.16 | 66.2245 | 3.9144 | 2.5937 | 217.5791 | 76.4203 | 未模拟 | 51.6334 | 47.104 | 12.2939 | 40 | 24 | 24 | 1.1675 | 0.079954 | 639.7726 | 662.2453 | 23.4864 | 15.5623 | 254.023 | -6.1101 | 1588.9795 | 1588.9795 | 0 | 次日冻结计划复原 | 1 | 1 | 0.25 | 31.25% | 13.71% | 19.46% | 1.333% | 175 | 175 | 8.513 | 0.583 | 131.968 | 0.012781 | 0.038998 | 4.2 | 47.104 | 0 | 5.2473 | 2026-07-31 | 2026-08-02 19:45 | 2026-08-02_88 | 15 | OK | 128 | 175 | 175 | 40 | 24 | 24 | 2026-08-01 | 12.293863 MW × 208.160000 × 0.250000 h = 639.772620 EUR | 40.000000 MW × 66.224535 × 0.250000 h = 662.245345 EUR | 24.000000 MW × 3.914394 × 0.250000 h = 23.486364 EUR | 24.000000 MW × 2.593715 × 0.250000 h = 15.562289 EUR | 1.167497 MWh × 217.579136 = 254.023020 EUR | −(0.079954 MWh × 76.420254) = -6.110127 EUR | 639.772620 + 662.245345 + 23.486364 + 15.562289 + 254.023020 + -6.110127 = 1588.979512 EUR
2026-08-02 23:00 | 204.49 | 66.2245 | 7.1275 | 2.5937 | 223.5089 | 76.4203 | 未模拟 | 47.104 | 45.393 | 0 | 40 | 24 | 24 | 1.5889 | 0.017417 | 0 | 662.2453 | 42.7649 | 15.5623 | 355.1415 | -1.331 | 1074.383 | 1074.383 | 0 | 次日冻结计划复原 | 1 | 1 | 0.25 | 31.25% | 13.71% | 26.48% | 0.2903% | 175 | 175 | 11.586 | 0.127 | 131.968 | 0.004842 | 0.017417 | 1.5889 | 45.393 | 0 | 5.2473 | 2026-07-31 | 2026-08-02 20:00 | 2026-08-02_89 | 15 | OK | 128 | 175 | 175 | 40 | 24 | 24 | 2026-08-01 | 零头寸，无结算现金 | 40.000000 MW × 66.224535 × 0.250000 h = 662.245345 EUR | 24.000000 MW × 7.127475 × 0.250000 h = 42.764850 EUR | 24.000000 MW × 2.593715 × 0.250000 h = 15.562289 EUR | 1.588937 MWh × 223.508852 = 355.141517 EUR | −(0.017417 MWh × 76.420254) = -1.331022 EUR | 0.000000 + 662.245345 + 42.764850 + 15.562289 + 355.141517 + -1.331022 = 1074.382979 EUR
2026-08-02 23:15 | 211.53 | 66.2245 | 7.1275 | 2.5937 | 224.4284 | 0 | 未模拟 | 45.393 | 33.5149 | 36 | 40 | 24 | 24 | 1.9278 | 0 | 1903.77 | 662.2453 | 42.7649 | 15.5623 | 432.6569 | 0 | 3056.9993 | 3056.9993 | 0 | 次日冻结计划复原 | 1 | 1 | 0.25 | 31.25% | 13.71% | 32.13% | 0% | 175 | 175 | 14.057 | 0 | 131.968 | 0.032995 | 0 | 10.9278 | 33.5149 | 0 | 5.2473 | 2026-07-31 | 2026-08-02 20:15 | 2026-08-02_90 | 15 | OK | 128 | 175 | 175 | 40 | 24 | 24 | 2026-08-01 | 36.000000 MW × 211.530000 × 0.250000 h = 1903.770000 EUR | 40.000000 MW × 66.224535 × 0.250000 h = 662.245345 EUR | 24.000000 MW × 7.127475 × 0.250000 h = 42.764850 EUR | 24.000000 MW × 2.593715 × 0.250000 h = 15.562289 EUR | 1.927817 MWh × 224.428373 = 432.656864 EUR | 零下调激活电量 | 1903.770000 + 662.245345 + 42.764850 + 15.562289 + 432.656864 + 0.000000 = 3056.999349 EUR
2026-08-02 23:30 | 208.43 | 66.2245 | 7.1275 | 2.5937 | 211.8451 | 0 | 未模拟 | 33.5149 | 32.6598 | 0 | 40 | 24 | 24 | 0.78665 | 0 | 0 | 662.2453 | 42.7649 | 15.5623 | 166.6483 | 0 | 887.2208 | 887.2208 | 0 | 次日冻结计划复原 | 1 | 1 | 0.25 | 31.25% | 13.71% | 13.11% | 0% | 175 | 175 | 5.736 | 0 | 131.968 | 0.0023752 | 0 | 0.78665 | 32.6598 | 0 | 5.2473 | 2026-07-31 | 2026-08-02 20:30 | 2026-08-02_91 | 15 | OK | 128 | 175 | 175 | 40 | 24 | 24 | 2026-08-01 | 零头寸，无结算现金 | 40.000000 MW × 66.224535 × 0.250000 h = 662.245345 EUR | 24.000000 MW × 7.127475 × 0.250000 h = 42.764850 EUR | 24.000000 MW × 2.593715 × 0.250000 h = 15.562289 EUR | 0.786651 MWh × 211.845139 = 166.648282 EUR | 零下调激活电量 | 0.000000 + 662.245345 + 42.764850 + 15.562289 + 166.648282 + 0.000000 = 887.220766 EUR
2026-08-02 23:45 | 183.75 | 66.2245 | 7.1275 | 2.5937 | 218.7485 | 76.4203 | 未模拟 | 32.6598 | 31.7391 | 0 | 40 | 24 | 24 | 0.85193 | 0.00576 | 0 | 662.2453 | 42.7649 | 15.5623 | 186.3587 | -0.44018 | 906.491 | 906.491 | 0 | 次日冻结计划复原 | 1 | 1 | 0.25 | 31.25% | 13.71% | 14.2% | 0.096% | 175 | 175 | 6.212 | 0.042 | 131.968 | 0.002587 | 0.00576 | 0.85193 | 31.7391 | 0 | 5.2473 | 2026-07-31 | 2026-08-02 20:45 | 2026-08-02_92 | 15 | OK | 128 | 175 | 175 | 40 | 24 | 24 | 2026-08-01 | 零头寸，无结算现金 | 40.000000 MW × 66.224535 × 0.250000 h = 662.245345 EUR | 24.000000 MW × 7.127475 × 0.250000 h = 42.764850 EUR | 24.000000 MW × 2.593715 × 0.250000 h = 15.562289 EUR | 0.851931 MWh × 218.748499 = 186.358721 EUR | −(0.005760 MWh × 76.420254) = -0.440181 EUR | 0.000000 + 662.245345 + 42.764850 + 15.562289 + 186.358721 + -0.440181 = 906.491026 EUR
2026-08-02 | 172.11 | 66.2245 | 7.1275 | 2.7062 | 184.1103 | 77.1826 | 未模拟 | 31.7391 | 35.7281 | -18.458 | 40 | 24 | 24 | 0.31392 | 0.048411 | -794.2028 | 662.2453 | 42.7649 | 16.2369 | 57.7959 | -3.7365 | -18.8963 | -18.8963 | 0 | 当日执行 | 1 | 1 | 0.25 | 31.25% | 13.71% | 5.232% | 0.8069% | 175 | 175 | 2.289 | 0.353 | 131.968 | 0.011518 | 4.4215 | 0.072489 | 35.7281 | 0 | 5.2473 | 2026-07-31 | 2026-08-01 21:00 | 2026-08-01_93 | 15 | OK | 128 | 175 | 175 | 40 | 24 | 24 | 2026-08-02 | -18.458027 MW × 172.110000 × 0.250000 h = -794.202771 EUR | 40.000000 MW × 66.224535 × 0.250000 h = 662.245345 EUR | 24.000000 MW × 7.127475 × 0.250000 h = 42.764850 EUR | 24.000000 MW × 2.706154 × 0.250000 h = 16.236922 EUR | 0.313920 MWh × 184.110304 = 57.795907 EUR | −(0.048411 MWh × 77.182551) = -3.736518 EUR | -794.202771 + 662.245345 + 42.764850 + 16.236922 + 57.795907 + -3.736518 = -18.896264 EUR
2026-08-02 00:15 | 171.94 | 66.2245 | 7.1275 | 2.7062 | 0 | 70.3167 | 未模拟 | 35.7281 | 36.4367 | 0 | 40 | 24 | 24 | 0 | 0.77019 | 0 | 662.2453 | 42.7649 | 16.2369 | 0 | -54.1575 | 667.0896 | 667.0896 | 0 | 当日执行 | 1 | 1 | 0.25 | 31.25% | 13.71% | 0% | 12.84% | 175 | 175 | 0 | 5.616 | 131.968 | 0.0019683 | 0.77019 | 0 | 36.4367 | 0 | 5.2473 | 2026-07-31 | 2026-08-01 21:15 | 2026-08-01_94 | 15 | OK | 128 | 175 | 175 | 40 | 24 | 24 | 2026-08-02 | 零头寸，无结算现金 | 40.000000 MW × 66.224535 × 0.250000 h = 662.245345 EUR | 24.000000 MW × 7.127475 × 0.250000 h = 42.764850 EUR | 24.000000 MW × 2.706154 × 0.250000 h = 16.236922 EUR | 零上调激活电量 | −(0.770194 MWh × 70.316734) = -54.157547 EUR | 0.000000 + 662.245345 + 42.764850 + 16.236922 + 0.000000 + -54.157547 = 667.089571 EUR
2026-08-02 00:30 | 171.23 | 66.2245 | 7.1275 | 2.7062 | 176.4248 | 70.1256 | 未模拟 | 36.4367 | 36.4632 | 0 | 40 | 24 | 24 | 0.11945 | 0.16992 | 0 | 662.2453 | 42.7649 | 16.2369 | 21.0742 | -11.9157 | 730.4056 | 730.4056 | 0 | 当日执行 | 1 | 1 | 0.25 | 31.25% | 13.71% | 1.991% | 2.832% | 175 | 175 | 0.871 | 1.239 | 131.968 | 0.0007949 | 0.16992 | 0.11945 | 36.4632 | 0 | 5.2473 | 2026-07-31 | 2026-08-01 21:30 | 2026-08-01_95 | 15 | OK | 128 | 175 | 175 | 40 | 24 | 24 | 2026-08-02 | 零头寸，无结算现金 | 40.000000 MW × 66.224535 × 0.250000 h = 662.245345 EUR | 24.000000 MW × 7.127475 × 0.250000 h = 42.764850 EUR | 24.000000 MW × 2.706154 × 0.250000 h = 16.236922 EUR | 0.119451 MWh × 176.424828 = 21.074198 EUR | −(0.169920 MWh × 70.125588) = -11.915740 EUR | 0.000000 + 662.245345 + 42.764850 + 16.236922 + 21.074198 + -11.915740 = 730.405575 EUR
2026-08-02 00:45 | 164.72 | 66.2245 | 7.1275 | 2.7062 | 157.4648 | 76.9855 | 未模拟 | 36.4632 | 36.5687 | 0 | 40 | 24 | 24 | 0.02016 | 0.13851 | 0 | 662.2453 | 42.7649 | 16.2369 | 3.1745 | -10.6636 | 713.758 | 713.758 | 0 | 当日执行 | 1 | 1 | 0.25 | 31.25% | 13.71% | 0.336% | 2.309% | 175 | 175 | 0.147 | 1.01 | 131.968 | 0.00041485 | 0.13851 | 0.02016 | 36.5687 | 0 | 5.2473 | 2026-07-31 | 2026-08-01 21:45 | 2026-08-01_96 | 15 | OK | 128 | 175 | 175 | 40 | 24 | 24 | 2026-08-02 | 零头寸，无结算现金 | 40.000000 MW × 66.224535 × 0.250000 h = 662.245345 EUR | 24.000000 MW × 7.127475 × 0.250000 h = 42.764850 EUR | 24.000000 MW × 2.706154 × 0.250000 h = 16.236922 EUR | 0.020160 MWh × 157.464791 = 3.174490 EUR | −(0.138514 MWh × 76.985497) = -10.663591 EUR | 0.000000 + 662.245345 + 42.764850 + 16.236922 + 3.174490 + -10.663591 = 713.758017 EUR
2026-08-02 01:00 | 189.01 | 66.2245 | 7.1275 | 2.7062 | 0 | 76.83 | 未模拟 | 36.5687 | 31.7391 | 21.1501 | 40 | 24 | 24 | 0 | 0.86002 | 999.3969 | 662.2453 | 42.7649 | 16.2369 | 0 | -66.0755 | 1654.5684 | 1654.5684 | 0 | 当日执行 | 1 | 1 | 0.25 | 31.25% | 13.71% | 0% | 14.33% | 175 | 175 | 0 | 6.271 | 128 | 0.013937 | 0.10212 | 4.5296 | 31.7391 | 0 | 5.2473 | 2026-07-31 | 2026-08-01 22:00 | 2026-08-02_1 | 15 | OK | 128 | 175 | 175 | 40 | 24 | 24 | 2026-08-02 | 21.150138 MW × 189.010000 × 0.250000 h = 999.396879 EUR | 40.000000 MW × 66.224535 × 0.250000 h = 662.245345 EUR | 24.000000 MW × 7.127475 × 0.250000 h = 42.764850 EUR | 24.000000 MW × 2.706154 × 0.250000 h = 16.236922 EUR | 零上调激活电量 | −(0.860023 MWh × 76.829989) = -66.075546 EUR | 999.396879 + 662.245345 + 42.764850 + 16.236922 + 0.000000 + -66.075546 = 1654.568450 EUR
2026-08-02 01:15 | 171.26 | 66.2245 | 7.1275 | 2.7062 | 152.4594 | 77.0337 | 未模拟 | 31.7391 | 31.8917 | 0 | 40 | 24 | 24 | 0.00054857 | 0.16649 | 0 | 662.2453 | 42.7649 | 16.2369 | 0.083635 | -12.8255 | 708.5053 | 708.5053 | 0 | 当日执行 | 1 | 1 | 0.25 | 31.25% | 13.71% | 0.009143% | 2.775% | 175 | 175 | 0.004 | 1.214 | 128 | 0.00042713 | 0.16649 | 0.00054857 | 31.8917 | 0 | 5.2473 | 2026-07-31 | 2026-08-01 22:15 | 2026-08-02_2 | 15 | OK | 128 | 175 | 175 | 40 | 24 | 24 | 2026-08-02 | 零头寸，无结算现金 | 40.000000 MW × 66.224535 × 0.250000 h = 662.245345 EUR | 24.000000 MW × 7.127475 × 0.250000 h = 42.764850 EUR | 24.000000 MW × 2.706154 × 0.250000 h = 16.236922 EUR | 0.000549 MWh × 152.459360 = 0.083635 EUR | −(0.166491 MWh × 77.033713) = -12.825453 EUR | 0.000000 + 662.245345 + 42.764850 + 16.236922 + 0.083635 + -12.825453 = 708.505300 EUR
2026-08-02 01:30 | 161.1 | 66.2245 | 7.1275 | 2.7062 | 152.4594 | 77.1826 | 未模拟 | 31.8917 | 32.0587 | 0 | 40 | 24 | 24 | 0.01248 | 0.19625 | 0 | 662.2453 | 42.7649 | 16.2369 | 1.9027 | -15.1472 | 708.0026 | 708.0026 | 0 | 当日执行 | 1 | 1 | 0.25 | 31.25% | 13.71% | 0.208% | 3.271% | 175 | 175 | 0.091 | 1.431 | 128 | 0.00053921 | 0.19625 | 0.01248 | 32.0587 | 0 | 5.2473 | 2026-07-31 | 2026-08-01 22:30 | 2026-08-02_3 | 15 | OK | 128 | 175 | 175 | 40 | 24 | 24 | 2026-08-02 | 零头寸，无结算现金 | 40.000000 MW × 66.224535 × 0.250000 h = 662.245345 EUR | 24.000000 MW × 7.127475 × 0.250000 h = 42.764850 EUR | 24.000000 MW × 2.706154 × 0.250000 h = 16.236922 EUR | 0.012480 MWh × 152.459360 = 1.902693 EUR | −(0.196251 MWh × 77.182551) = -15.147186 EUR | 0.000000 + 662.245345 + 42.764850 + 16.236922 + 1.902693 + -15.147186 = 708.002624 EUR
2026-08-02 01:45 | 160.43 | 66.2245 | 7.1275 | 2.7062 | 165.0062 | 77.1826 | 未模拟 | 32.0587 | 32.0858 | 0 | 40 | 24 | 24 | 0.02784 | 0.0624 | 0 | 662.2453 | 42.7649 | 16.2369 | 4.5938 | -4.8162 | 721.0247 | 721.0247 | 0 | 当日执行 | 1 | 1 | 0.25 | 31.25% | 13.71% | 0.464% | 1.04% | 175 | 175 | 0.203 | 0.455 | 128 | 0.00024352 | 0.0624 | 0.02784 | 32.0858 | 0 | 5.2473 | 2026-07-31 | 2026-08-01 22:45 | 2026-08-02_4 | 15 | OK | 128 | 175 | 175 | 40 | 24 | 24 | 2026-08-02 | 零头寸，无结算现金 | 40.000000 MW × 66.224535 × 0.250000 h = 662.245345 EUR | 24.000000 MW × 7.127475 × 0.250000 h = 42.764850 EUR | 24.000000 MW × 2.706154 × 0.250000 h = 16.236922 EUR | 0.027840 MWh × 165.006194 = 4.593772 EUR | −(0.062400 MWh × 77.182551) = -4.816191 EUR | 0.000000 + 662.245345 + 42.764850 + 16.236922 + 4.593772 + -4.816191 = 721.024699 EUR
2026-08-02 02:00 | 160.86 | 66.2245 | 7.1275 | 2.7062 | 178.9172 | 0 | 未模拟 | 32.0858 | 31.8014 | -0.18025 | 40 | 24 | 24 | 0.30021 | 0 | -7.2487 | 662.2453 | 42.7649 | 16.2369 | 53.712 | 0 | 767.7104 | 767.7104 | 0 | 当日执行 | 1 | 1 | 0.25 | 31.25% | 13.71% | 5.003% | 0% | 175 | 175 | 2.189 | 0 | 128 | 0.001009 | 0.042807 | 0.29795 | 31.8014 | 0 | 5.2473 | 2026-07-31 | 2026-08-01 23:00 | 2026-08-02_5 | 15 | OK | 128 | 175 | 175 | 40 | 24 | 24 | 2026-08-02 | -0.180248 MW × 160.860000 × 0.250000 h = -7.248674 EUR | 40.000000 MW × 66.224535 × 0.250000 h = 662.245345 EUR | 24.000000 MW × 7.127475 × 0.250000 h = 42.764850 EUR | 24.000000 MW × 2.706154 × 0.250000 h = 16.236922 EUR | 0.300206 MWh × 178.917157 = 53.711953 EUR | 零下调激活电量 | -7.248674 + 662.245345 + 42.764850 + 16.236922 + 53.711953 + 0.000000 = 767.710397 EUR
2026-08-02 02:15 | 156.81 | 66.2245 | 7.1275 | 2.7062 | 171.4133 | 76.9457 | 未模拟 | 31.8014 | 33.2756 | -7.3703 | 40 | 24 | 24 | 0.37714 | 0.18446 | -288.9355 | 662.2453 | 42.7649 | 16.2369 | 64.6473 | -14.1932 | 482.7658 | 482.7658 | 0 | 当日执行 | 1 | 1 | 0.25 | 31.25% | 13.71% | 6.286% | 3.074% | 175 | 175 | 2.75 | 1.345 | 128 | 0.0056733 | 1.9112 | 0.26132 | 33.2756 | 0 | 5.2473 | 2026-07-31 | 2026-08-01 23:15 | 2026-08-02_6 | 15 | OK | 128 | 175 | 175 | 40 | 24 | 24 | 2026-08-02 | -7.370332 MW × 156.810000 × 0.250000 h = -288.935452 EUR | 40.000000 MW × 66.224535 × 0.250000 h = 662.245345 EUR | 24.000000 MW × 7.127475 × 0.250000 h = 42.764850 EUR | 24.000000 MW × 2.706154 × 0.250000 h = 16.236922 EUR | 0.377143 MWh × 171.413298 = 64.647301 EUR | −(0.184457 MWh × 76.945667) = -14.193178 EUR | -288.935452 + 662.245345 + 42.764850 + 16.236922 + 64.647301 + -14.193178 = 482.765788 EUR
2026-08-02 02:30 | 162.01 | 66.2245 | 7.1275 | 2.7062 | 171.257 | 77.1826 | 未模拟 | 33.2756 | 32.6532 | 0 | 40 | 24 | 24 | 0.57463 | 0.0023314 | 0 | 662.2453 | 42.7649 | 16.2369 | 98.4092 | -0.17995 | 819.4764 | 819.4764 | 0 | 当日执行 | 1 | 1 | 0.25 | 31.25% | 13.71% | 9.577% | 0.03886% | 175 | 175 | 4.19 | 0.017 | 128 | 0.0017409 | 0.0023314 | 0.57463 | 32.6532 | 0 | 5.2473 | 2026-07-31 | 2026-08-01 23:30 | 2026-08-02_7 | 15 | OK | 128 | 175 | 175 | 40 | 24 | 24 | 2026-08-02 | 零头寸，无结算现金 | 40.000000 MW × 66.224535 × 0.250000 h = 662.245345 EUR | 24.000000 MW × 7.127475 × 0.250000 h = 42.764850 EUR | 24.000000 MW × 2.706154 × 0.250000 h = 16.236922 EUR | 0.574629 MWh × 171.257027 = 98.409181 EUR | −(0.002331 MWh × 77.182551) = -0.179946 EUR | 0.000000 + 662.245345 + 42.764850 + 16.236922 + 98.409181 + -0.179946 = 819.476353 EUR
2026-08-02 02:45 | 160.5 | 66.2245 | 7.1275 | 2.7062 | 161.2334 | 0 | 未模拟 | 32.6532 | 32.6041 | 0 | 40 | 24 | 24 | 0.04512 | 0 | 0 | 662.2453 | 42.7649 | 16.2369 | 7.2749 | 0 | 728.522 | 728.522 | 0 | 当日执行 | 1 | 1 | 0.25 | 31.25% | 13.71% | 0.752% | 0% | 175 | 175 | 0.329 | 0 | 128 | 0.00013623 | 0 | 0.04512 | 32.6041 | 0 | 5.2473 | 2026-07-31 | 2026-08-01 23:45 | 2026-08-02_8 | 15 | OK | 128 | 175 | 175 | 40 | 24 | 24 | 2026-08-02 | 零头寸，无结算现金 | 40.000000 MW × 66.224535 × 0.250000 h = 662.245345 EUR | 24.000000 MW × 7.127475 × 0.250000 h = 42.764850 EUR | 24.000000 MW × 2.706154 × 0.250000 h = 16.236922 EUR | 0.045120 MWh × 161.233396 = 7.274851 EUR | 零下调激活电量 | 0.000000 + 662.245345 + 42.764850 + 16.236922 + 7.274851 + 0.000000 = 728.521968 EUR
2026-08-02 03:00 | 159.1 | 66.2245 | 7.1275 | 4.2098 | 168.1516 | 0 | 未模拟 | 32.6041 | 32.4455 | 0 | 40 | 24 | 24 | 0.14592 | 0 | 0 | 662.2453 | 42.7649 | 25.2587 | 24.5367 | 0 | 754.8056 | 754.8056 | 0 | 当日执行 | 1 | 1 | 0.25 | 31.25% | 13.71% | 2.432% | 0% | 175 | 175 | 1.064 | 0 | 128 | 0.00044058 | 0 | 0.14592 | 32.4455 | 0 | 5.2473 | 2026-07-31 | 2026-08-02 | 2026-08-02_9 | 15 | OK | 128 | 175 | 175 | 40 | 24 | 24 | 2026-08-02 | 零头寸，无结算现金 | 40.000000 MW × 66.224535 × 0.250000 h = 662.245345 EUR | 24.000000 MW × 7.127475 × 0.250000 h = 42.764850 EUR | 24.000000 MW × 4.209784 × 0.250000 h = 25.258704 EUR | 0.145920 MWh × 168.151621 = 24.536685 EUR | 零下调激活电量 | 0.000000 + 662.245345 + 42.764850 + 25.258704 + 24.536685 + 0.000000 = 754.805585 EUR
2026-08-02 03:15 | 156.86 | 66.2245 | 7.1275 | 4.2098 | 176.554 | 0 | 未模拟 | 32.4455 | 32.6474 | -4.5588 | 40 | 24 | 24 | 0.80229 | 0 | -178.7728 | 662.2453 | 42.7649 | 25.2587 | 141.6468 | 0 | 693.1429 | 693.1429 | 0 | 当日执行 | 1 | 1 | 0.25 | 31.25% | 13.71% | 13.37% | 0% | 175 | 175 | 5.85 | 0 | 128 | 0.0044853 | 0.9873 | 0.64989 | 32.6474 | 0 | 5.2473 | 2026-07-31 | 2026-08-02 00:15 | 2026-08-02_10 | 15 | OK | 128 | 175 | 175 | 40 | 24 | 24 | 2026-08-02 | -4.558785 MW × 156.860000 × 0.250000 h = -178.772767 EUR | 40.000000 MW × 66.224535 × 0.250000 h = 662.245345 EUR | 24.000000 MW × 7.127475 × 0.250000 h = 42.764850 EUR | 24.000000 MW × 4.209784 × 0.250000 h = 25.258704 EUR | 0.802286 MWh × 176.554037 = 141.646782 EUR | 零下调激活电量 | -178.772767 + 662.245345 + 42.764850 + 25.258704 + 141.646782 + 0.000000 = 693.142915 EUR
2026-08-02 03:30 | 157.31 | 66.2245 | 7.1275 | 4.2098 | 173.5898 | 0 | 未模拟 | 32.6474 | 32.4131 | -3.5011 | 40 | 24 | 24 | 0.97838 | 0 | -137.6889 | 662.2453 | 42.7649 | 25.2587 | 169.8363 | 0 | 762.4164 | 762.4164 | 0 | 当日执行 | 1 | 1 | 0.25 | 31.25% | 13.71% | 16.31% | 0% | 175 | 175 | 7.134 | 0 | 128 | 0.0043952 | 0.73255 | 0.83565 | 32.4131 | 0 | 5.2473 | 2026-07-31 | 2026-08-02 00:30 | 2026-08-02_11 | 15 | OK | 128 | 175 | 175 | 40 | 24 | 24 | 2026-08-02 | -3.501084 MW × 157.310000 × 0.250000 h = -137.688870 EUR | 40.000000 MW × 66.224535 × 0.250000 h = 662.245345 EUR | 24.000000 MW × 7.127475 × 0.250000 h = 42.764850 EUR | 24.000000 MW × 4.209784 × 0.250000 h = 25.258704 EUR | 0.978377 MWh × 173.589846 = 169.836338 EUR | 零下调激活电量 | -137.688870 + 662.245345 + 42.764850 + 25.258704 + 169.836338 + 0.000000 = 762.416368 EUR
2026-08-02 03:45 | 154.8 | 66.2245 | 7.1275 | 4.2098 | 185.3584 | 0 | 未模拟 | 32.4131 | 34.1585 | -13.9783 | 40 | 24 | 24 | 1.4848 | 0 | -540.9606 | 662.2453 | 42.7649 | 25.2587 | 275.2286 | 0 | 464.5368 | 464.5368 | 0 | 当日执行 | 1 | 1 | 0.25 | 31.25% | 13.71% | 24.75% | 0% | 175 | 175 | 10.827 | 0 | 128 | 0.0085926 | 2.6298 | 0.62003 | 34.1585 | 0 | 5.2473 | 2026-07-31 | 2026-08-02 00:45 | 2026-08-02_12 | 15 | OK | 128 | 175 | 175 | 40 | 24 | 24 | 2026-08-02 | -13.978311 MW × 154.800000 × 0.250000 h = -540.960643 EUR | 40.000000 MW × 66.224535 × 0.250000 h = 662.245345 EUR | 24.000000 MW × 7.127475 × 0.250000 h = 42.764850 EUR | 24.000000 MW × 4.209784 × 0.250000 h = 25.258704 EUR | 1.484846 MWh × 185.358375 = 275.228588 EUR | 零下调激活电量 | -540.960643 + 662.245345 + 42.764850 + 25.258704 + 275.228588 + 0.000000 = 464.536845 EUR
2026-08-02 04:00 | 157.48 | 66.2245 | 7.1275 | 5.0769 | 217.7878 | 0 | 未模拟 | 34.1585 | 31.7391 | 0 | 40 | 24 | 24 | 2.2258 | 0 | 0 | 662.2453 | 42.7649 | 30.4614 | 484.7583 | 0 | 1220.2299 | 1220.2299 | 0 | 当日执行 | 1 | 1 | 0.25 | 31.25% | 13.71% | 37.1% | 0% | 175 | 175 | 16.23 | 0 | 128 | 0.0067205 | 0 | 2.2258 | 31.7391 | 0 | 5.2473 | 2026-07-31 | 2026-08-02 01:00 | 2026-08-02_13 | 15 | OK | 128 | 175 | 175 | 40 | 24 | 24 | 2026-08-02 | 零头寸，无结算现金 | 40.000000 MW × 66.224535 × 0.250000 h = 662.245345 EUR | 24.000000 MW × 7.127475 × 0.250000 h = 42.764850 EUR | 24.000000 MW × 5.076897 × 0.250000 h = 30.461380 EUR | 2.225829 MWh × 217.787815 = 484.758340 EUR | 零下调激活电量 | 0.000000 + 662.245345 + 42.764850 + 30.461380 + 484.758340 + 0.000000 = 1220.229916 EUR
2026-08-02 04:15 | 154.01 | 66.2245 | 7.1275 | 5.0769 | 211.2767 | 0 | 未模拟 | 31.7391 | 35.0697 | -24 | 40 | 24 | 24 | 2.3798 | 0 | -924.06 | 662.2453 | 42.7649 | 30.4614 | 502.8046 | 0 | 314.2162 | 314.2162 | 0 | 当日执行 | 1 | 1 | 0.25 | 31.25% | 13.71% | 39.66% | 0% | 175 | 175 | 17.353 | 0 | 128 | 0.0092515 | 3.6202 | 0 | 35.0697 | 0 | 5.2473 | 2026-07-31 | 2026-08-02 01:15 | 2026-08-02_14 | 15 | OK | 128 | 175 | 175 | 40 | 24 | 24 | 2026-08-02 | -24.000000 MW × 154.010000 × 0.250000 h = -924.060000 EUR | 40.000000 MW × 66.224535 × 0.250000 h = 662.245345 EUR | 24.000000 MW × 7.127475 × 0.250000 h = 42.764850 EUR | 24.000000 MW × 5.076897 × 0.250000 h = 30.461380 EUR | 2.379840 MWh × 211.276657 = 502.804638 EUR | 零下调激活电量 | -924.060000 + 662.245345 + 42.764850 + 30.461380 + 502.804638 + 0.000000 = 314.216214 EUR
2026-08-02 04:30 | 154.82 | 66.2245 | 7.1275 | 5.0769 | 223.7629 | 0 | 未模拟 | 35.0697 | 37.6926 | -22.8738 | 40 | 24 | 24 | 2.8432 | 0 | -885.3293 | 662.2453 | 42.7649 | 30.4614 | 636.2129 | 0 | 486.3551 | 486.3551 | 0 | 当日执行 | 1 | 1 | 0.25 | 31.25% | 13.71% | 47.39% | 0% | 175 | 175 | 20.732 | 0 | 128 | 0.0080915 | 3.0086 | 0.13342 | 37.6926 | 0 | 5.2473 | 2026-07-31 | 2026-08-02 01:30 | 2026-08-02_15 | 15 | OK | 128 | 175 | 175 | 40 | 24 | 24 | 2026-08-02 | -22.873771 MW × 154.820000 × 0.250000 h = -885.329320 EUR | 40.000000 MW × 66.224535 × 0.250000 h = 662.245345 EUR | 24.000000 MW × 7.127475 × 0.250000 h = 42.764850 EUR | 24.000000 MW × 5.076897 × 0.250000 h = 30.461380 EUR | 2.843246 MWh × 223.762888 = 636.212871 EUR | 零下调激活电量 | -885.329320 + 662.245345 + 42.764850 + 30.461380 + 636.212871 + 0.000000 = 486.355127 EUR
2026-08-02 04:45 | 154.78 | 66.2245 | 7.1275 | 5.0769 | 190.9685 | 0 | 未模拟 | 37.6926 | 35.5895 | 0 | 40 | 24 | 24 | 1.9348 | 0 | 0 | 662.2453 | 42.7649 | 30.4614 | 369.488 | 0 | 1104.9596 | 1104.9596 | 0 | 当日执行 | 1 | 1 | 0.25 | 31.25% | 13.71% | 32.25% | 0% | 175 | 175 | 14.108 | 0 | 128 | 0.0058418 | 0 | 1.9348 | 35.5895 | 0 | 5.2473 | 2026-07-31 | 2026-08-02 01:45 | 2026-08-02_16 | 15 | OK | 128 | 175 | 175 | 40 | 24 | 24 | 2026-08-02 | 零头寸，无结算现金 | 40.000000 MW × 66.224535 × 0.250000 h = 662.245345 EUR | 24.000000 MW × 7.127475 × 0.250000 h = 42.764850 EUR | 24.000000 MW × 5.076897 × 0.250000 h = 30.461380 EUR | 1.934811 MWh × 190.968498 = 369.488033 EUR | 零下调激活电量 | 0.000000 + 662.245345 + 42.764850 + 30.461380 + 369.488033 + 0.000000 = 1104.959608 EUR
2026-08-02 05:00 | 157.47 | 66.2245 | 7.1275 | 5.0731 | 188.9985 | 0 | 未模拟 | 35.5895 | 34.5052 | 0 | 40 | 24 | 24 | 0.99758 | 0 | 0 | 662.2453 | 42.7649 | 30.4385 | 188.5406 | 0 | 923.9893 | 923.9893 | 0 | 当日执行 | 1 | 1 | 0.25 | 31.25% | 13.71% | 16.63% | 0% | 175 | 175 | 7.274 | 0 | 128 | 0.003012 | 0 | 0.99758 | 34.5052 | 0 | 5.2473 | 2026-07-31 | 2026-08-02 02:00 | 2026-08-02_17 | 15 | OK | 128 | 175 | 175 | 40 | 24 | 24 | 2026-08-02 | 零头寸，无结算现金 | 40.000000 MW × 66.224535 × 0.250000 h = 662.245345 EUR | 24.000000 MW × 7.127475 × 0.250000 h = 42.764850 EUR | 24.000000 MW × 5.073085 × 0.250000 h = 30.438511 EUR | 0.997577 MWh × 188.998533 = 188.540616 EUR | 零下调激活电量 | 0.000000 + 662.245345 + 42.764850 + 30.438511 + 188.540616 + 0.000000 = 923.989323 EUR
2026-08-02 05:15 | 153.84 | 66.2245 | 7.1275 | 5.0731 | 179.4327 | 0 | 未模拟 | 34.5052 | 33.6709 | 0 | 40 | 24 | 24 | 0.76759 | 0 | 0 | 662.2453 | 42.7649 | 30.4385 | 137.7305 | 0 | 873.1792 | 873.1792 | 0 | 当日执行 | 1 | 1 | 0.25 | 31.25% | 13.71% | 12.79% | 0% | 175 | 175 | 5.597 | 0 | 128 | 0.0023176 | 0 | 0.76759 | 33.6709 | 0 | 5.2473 | 2026-07-31 | 2026-08-02 02:15 | 2026-08-02_18 | 15 | OK | 128 | 175 | 175 | 40 | 24 | 24 | 2026-08-02 | 零头寸，无结算现金 | 40.000000 MW × 66.224535 × 0.250000 h = 662.245345 EUR | 24.000000 MW × 7.127475 × 0.250000 h = 42.764850 EUR | 24.000000 MW × 5.073085 × 0.250000 h = 30.438511 EUR | 0.767589 MWh × 179.432661 = 137.730460 EUR | 零下调激活电量 | 0.000000 + 662.245345 + 42.764850 + 30.438511 + 137.730460 + 0.000000 = 873.179167 EUR
2026-08-02 05:30 | 154.19 | 66.2245 | 7.1275 | 5.0731 | 174.5782 | 0 | 未模拟 | 33.6709 | 33.197 | 0 | 40 | 24 | 24 | 0.43598 | 0 | 0 | 662.2453 | 42.7649 | 30.4385 | 76.1121 | 0 | 811.5608 | 811.5608 | 0 | 当日执行 | 1 | 1 | 0.25 | 31.25% | 13.71% | 7.266% | 0% | 175 | 175 | 3.179 | 0 | 128 | 0.0013164 | 0 | 0.43598 | 33.197 | 0 | 5.2473 | 2026-07-31 | 2026-08-02 02:30 | 2026-08-02_19 | 15 | OK | 128 | 175 | 175 | 40 | 24 | 24 | 2026-08-02 | 零头寸，无结算现金 | 40.000000 MW × 66.224535 × 0.250000 h = 662.245345 EUR | 24.000000 MW × 7.127475 × 0.250000 h = 42.764850 EUR | 24.000000 MW × 5.073085 × 0.250000 h = 30.438511 EUR | 0.435977 MWh × 174.578164 = 76.112089 EUR | 零下调激活电量 | 0.000000 + 662.245345 + 42.764850 + 30.438511 + 76.112089 + 0.000000 = 811.560796 EUR
2026-08-02 05:45 | 153.26 | 66.2245 | 7.1275 | 5.0731 | 169.6379 | 77.1826 | 未模拟 | 33.197 | 33.0284 | 0 | 40 | 24 | 24 | 0.15909 | 0.0046629 | 0 | 662.2453 | 42.7649 | 30.4385 | 26.987 | -0.35989 | 762.0758 | 762.0758 | 0 | 当日执行 | 1 | 1 | 0.25 | 31.25% | 13.71% | 2.651% | 0.07771% | 175 | 175 | 1.16 | 0.034 | 128 | 0.00049225 | 0.0046629 | 0.15909 | 33.0284 | 0 | 5.2473 | 2026-07-31 | 2026-08-02 02:45 | 2026-08-02_20 | 15 | OK | 128 | 175 | 175 | 40 | 24 | 24 | 2026-08-02 | 零头寸，无结算现金 | 40.000000 MW × 66.224535 × 0.250000 h = 662.245345 EUR | 24.000000 MW × 7.127475 × 0.250000 h = 42.764850 EUR | 24.000000 MW × 5.073085 × 0.250000 h = 30.438511 EUR | 0.159086 MWh × 169.637909 = 26.986968 EUR | −(0.004663 MWh × 77.182551) = -0.359891 EUR | 0.000000 + 662.245345 + 42.764850 + 30.438511 + 26.986968 + -0.359891 = 762.075784 EUR
2026-08-02 06:00 | 160.44 | 66.2245 | 7.0627 | 2.8376 | 171.1131 | 77.1826 | 未模拟 | 33.0284 | 32.6839 | 0 | 40 | 24 | 24 | 0.3227 | 0.0068571 | 0 | 662.2453 | 42.3761 | 17.0259 | 55.2177 | -0.52925 | 776.3358 | 776.3358 | 0 | 当日执行 | 1 | 1 | 0.25 | 31.25% | 13.71% | 5.378% | 0.1143% | 175 | 175 | 2.353 | 0.05 | 128 | 0.00099185 | 0.0068571 | 0.3227 | 32.6839 | 0 | 5.2473 | 2026-07-31 | 2026-08-02 03:00 | 2026-08-02_21 | 15 | OK | 128 | 175 | 175 | 40 | 24 | 24 | 2026-08-02 | 零头寸，无结算现金 | 40.000000 MW × 66.224535 × 0.250000 h = 662.245345 EUR | 24.000000 MW × 7.062680 × 0.250000 h = 42.376079 EUR | 24.000000 MW × 2.837650 × 0.250000 h = 17.025899 EUR | 0.322697 MWh × 171.113144 = 55.217723 EUR | −(0.006857 MWh × 77.182551) = -0.529252 EUR | 0.000000 + 662.245345 + 42.376079 + 17.025899 + 55.217723 + -0.529252 = 776.335794 EUR
2026-08-02 06:15 | 163.34 | 66.2245 | 7.0627 | 2.8376 | 171.0987 | 0 | 未模拟 | 32.6839 | 32.2585 | 0 | 40 | 24 | 24 | 0.39141 | 0 | 0 | 662.2453 | 42.3761 | 17.0259 | 66.969 | 0 | 788.6163 | 788.6163 | 0 | 当日执行 | 1 | 1 | 0.25 | 31.25% | 13.71% | 6.523% | 0% | 175 | 175 | 2.854 | 0 | 128 | 0.0011818 | 0 | 0.39141 | 32.2585 | 0 | 5.2473 | 2026-07-31 | 2026-08-02 03:15 | 2026-08-02_22 | 15 | OK | 128 | 175 | 175 | 40 | 24 | 24 | 2026-08-02 | 零头寸，无结算现金 | 40.000000 MW × 66.224535 × 0.250000 h = 662.245345 EUR | 24.000000 MW × 7.062680 × 0.250000 h = 42.376079 EUR | 24.000000 MW × 2.837650 × 0.250000 h = 17.025899 EUR | 0.391406 MWh × 171.098660 = 66.968993 EUR | 零下调激活电量 | 0.000000 + 662.245345 + 42.376079 + 17.025899 + 66.968993 + 0.000000 = 788.616317 EUR
2026-08-02 06:30 | 161.41 | 66.2245 | 7.0627 | 2.8376 | 179.471 | 77.1826 | 未模拟 | 32.2585 | 31.7391 | 0 | 40 | 24 | 24 | 0.47918 | 0.0016457 | 0 | 662.2453 | 42.3761 | 17.0259 | 85.9984 | -0.12702 | 807.5187 | 807.5187 | 0 | 当日执行 | 1 | 1 | 0.25 | 31.25% | 13.71% | 7.986% | 0.02743% | 175 | 175 | 3.494 | 0.012 | 128 | 0.001451 | 0.0016457 | 0.47918 | 31.7391 | 0 | 5.2473 | 2026-07-31 | 2026-08-02 03:30 | 2026-08-02_23 | 15 | OK | 128 | 175 | 175 | 40 | 24 | 24 | 2026-08-02 | 零头寸，无结算现金 | 40.000000 MW × 66.224535 × 0.250000 h = 662.245345 EUR | 24.000000 MW × 7.062680 × 0.250000 h = 42.376079 EUR | 24.000000 MW × 2.837650 × 0.250000 h = 17.025899 EUR | 0.479177 MWh × 179.470966 = 85.998385 EUR | −(0.001646 MWh × 77.182551) = -0.127020 EUR | 0.000000 + 662.245345 + 42.376079 + 17.025899 + 85.998385 + -0.127020 = 807.518688 EUR
2026-08-02 06:45 | 159.02 | 66.2245 | 7.0627 | 2.8376 | 169.8129 | 71.1252 | 未模拟 | 31.7391 | 32.1718 | 0 | 40 | 24 | 24 | 0.076663 | 0.56091 | 0 | 662.2453 | 42.3761 | 17.0259 | 13.0183 | -39.8951 | 694.7705 | 694.7705 | 0 | 当日执行 | 1 | 1 | 0.25 | 31.25% | 13.71% | 1.278% | 9.349% | 175 | 175 | 0.559 | 4.09 | 128 | 0.0016649 | 0.56091 | 0.076663 | 32.1718 | 0 | 5.2473 | 2026-07-31 | 2026-08-02 03:45 | 2026-08-02_24 | 15 | OK | 128 | 175 | 175 | 40 | 24 | 24 | 2026-08-02 | 零头寸，无结算现金 | 40.000000 MW × 66.224535 × 0.250000 h = 662.245345 EUR | 24.000000 MW × 7.062680 × 0.250000 h = 42.376079 EUR | 24.000000 MW × 2.837650 × 0.250000 h = 17.025899 EUR | 0.076663 MWh × 169.812856 = 13.018339 EUR | −(0.560914 MWh × 71.125150) = -39.895113 EUR | 0.000000 + 662.245345 + 42.376079 + 17.025899 + 13.018339 + -39.895113 = 694.770549 EUR
2026-08-02 07:00 | 162.12 | 66.2245 | 6.6911 | 2.6071 | 0 | 74.8189 | 未模拟 | 32.1718 | 31.7391 | 3.5945 | 40 | 24 | 24 | 0 | 0.57573 | 145.6865 | 662.2453 | 40.1464 | 15.6423 | 0 | -43.0751 | 820.6454 | 820.6454 | 0 | 当日执行 | 1 | 1 | 0.25 | 31.25% | 13.71% | 0% | 9.595% | 175 | 175 | 0 | 4.198 | 128 | 0.0037039 | 0.4895 | 0.81241 | 31.7391 | 0 | 5.2473 | 2026-07-31 | 2026-08-02 04:00 | 2026-08-02_25 | 15 | OK | 128 | 175 | 175 | 40 | 24 | 24 | 2026-08-02 | 3.594535 MW × 162.120000 × 0.250000 h = 145.686516 EUR | 40.000000 MW × 66.224535 × 0.250000 h = 662.245345 EUR | 24.000000 MW × 6.691060 × 0.250000 h = 40.146361 EUR | 24.000000 MW × 2.607055 × 0.250000 h = 15.642330 EUR | 零上调激活电量 | −(0.575726 MWh × 74.818859) = -43.075141 EUR | 145.686516 + 662.245345 + 40.146361 + 15.642330 + 0.000000 + -43.075141 = 820.645411 EUR
2026-08-02 07:15 | 154.67 | 66.2245 | 6.6911 | 2.6071 | 152.4594 | 68.2549 | 未模拟 | 31.7391 | 31.7391 | 3.097 | 40 | 24 | 24 | 0.00041143 | 0.89431 | 119.7544 | 662.2453 | 40.1464 | 15.6423 | 0.062726 | -61.041 | 776.8102 | 776.8102 | 0 | 当日执行 | 1 | 1 | 0.25 | 31.25% | 13.71% | 0.006857% | 14.91% | 175 | 175 | 0.003 | 6.521 | 128 | 0.0039811 | 0.7789 | 0.65926 | 31.7391 | 0 | 5.2473 | 2026-07-31 | 2026-08-02 04:15 | 2026-08-02_26 | 15 | OK | 128 | 175 | 175 | 40 | 24 | 24 | 2026-08-02 | 3.097030 MW × 154.670000 × 0.250000 h = 119.754396 EUR | 40.000000 MW × 66.224535 × 0.250000 h = 662.245345 EUR | 24.000000 MW × 6.691060 × 0.250000 h = 40.146361 EUR | 24.000000 MW × 2.607055 × 0.250000 h = 15.642330 EUR | 0.000411 MWh × 152.459360 = 0.062726 EUR | −(0.894309 MWh × 68.254912) = -61.040953 EUR | 119.754396 + 662.245345 + 40.146361 + 15.642330 + 0.062726 + -61.040953 = 776.810206 EUR
2026-08-02 07:30 | 153.14 | 66.2245 | 6.6911 | 2.6071 | 0 | 68.6559 | 未模拟 | 31.7391 | 31.7391 | 2.561 | 40 | 24 | 24 | 0 | 0.74208 | 98.0494 | 662.2453 | 40.1464 | 15.6423 | 0 | -50.9482 | 765.1352 | 765.1352 | 0 | 当日执行 | 1 | 1 | 0.25 | 31.25% | 13.71% | 0% | 12.37% | 175 | 175 | 0 | 5.411 | 128 | 0.0033881 | 0.66289 | 0.56107 | 31.7391 | 0 | 5.2473 | 2026-07-31 | 2026-08-02 04:30 | 2026-08-02_27 | 15 | OK | 128 | 175 | 175 | 40 | 24 | 24 | 2026-08-02 | 2.561039 MW × 153.140000 × 0.250000 h = 98.049368 EUR | 40.000000 MW × 66.224535 × 0.250000 h = 662.245345 EUR | 24.000000 MW × 6.691060 × 0.250000 h = 40.146361 EUR | 24.000000 MW × 2.607055 × 0.250000 h = 15.642330 EUR | 零上调激活电量 | −(0.742080 MWh × 68.655880) = -50.948156 EUR | 98.049368 + 662.245345 + 40.146361 + 15.642330 + 0.000000 + -50.948156 = 765.135249 EUR
2026-08-02 07:45 | 139.9 | 66.2245 | 6.6911 | 2.6071 | 0 | 70.4038 | 未模拟 | 31.7391 | 32.6963 | 0 | 40 | 24 | 24 | 0 | 1.0404 | 0 | 662.2453 | 40.1464 | 15.6423 | 0 | -73.2457 | 644.7883 | 644.7883 | 0 | 当日执行 | 1 | 1 | 0.25 | 31.25% | 13.71% | 0% | 17.34% | 175 | 175 | 0 | 7.586 | 128 | 0.0026587 | 1.0404 | 0 | 32.6963 | 0 | 5.2473 | 2026-07-31 | 2026-08-02 04:45 | 2026-08-02_28 | 15 | OK | 128 | 175 | 175 | 40 | 24 | 24 | 2026-08-02 | 零头寸，无结算现金 | 40.000000 MW × 66.224535 × 0.250000 h = 662.245345 EUR | 24.000000 MW × 6.691060 × 0.250000 h = 40.146361 EUR | 24.000000 MW × 2.607055 × 0.250000 h = 15.642330 EUR | 零上调激活电量 | −(1.040366 MWh × 70.403827) = -73.245727 EUR | 0.000000 + 662.245345 + 40.146361 + 15.642330 + 0.000000 + -73.245727 = 644.788309 EUR
2026-08-02 08:00 | 154.06 | 60.0309 | 6.7863 | 2.8967 | 152.4594 | 68.3601 | 未模拟 | 32.6963 | 31.7391 | 4.6953 | 40 | 24 | 24 | 0.00027429 | 0.3349 | 180.8382 | 600.3087 | 40.7181 | 17.3804 | 0.041817 | -22.894 | 816.3932 | 816.3932 | 0 | 当日执行 | 1 | 1 | 0.25 | 31.25% | 13.71% | 0.004571% | 5.582% | 175 | 175 | 0.002 | 2.442 | 51.968 | 0.0040356 | 0.26938 | 1.1086 | 31.7391 | 0 | 5.2473 | 2026-07-31 | 2026-08-02 05:00 | 2026-08-02_29 | 15 | OK | 128 | 175 | 175 | 40 | 24 | 24 | 2026-08-02 | 4.695267 MW × 154.060000 × 0.250000 h = 180.838211 EUR | 40.000000 MW × 60.030873 × 0.250000 h = 600.308730 EUR | 24.000000 MW × 6.786347 × 0.250000 h = 40.718084 EUR | 24.000000 MW × 2.896728 × 0.250000 h = 17.380367 EUR | 0.000274 MWh × 152.459360 = 0.041817 EUR | −(0.334903 MWh × 68.360109) = -22.893996 EUR | 180.838211 + 600.308730 + 40.718084 + 17.380367 + 0.041817 + -22.893996 = 816.393214 EUR
2026-08-02 08:15 | 142.6 | 60.0309 | 6.7863 | 2.8967 | 0 | 25.9225 | 未模拟 | 31.7391 | 31.7391 | 4.9199 | 40 | 24 | 24 | 0 | 1.4011 | 175.393 | 600.3087 | 40.7181 | 17.3804 | 0 | -36.3187 | 797.4815 | 797.4815 | 0 | 当日执行 | 1 | 1 | 0.25 | 31.25% | 13.71% | 0% | 23.35% | 175 | 175 | 0 | 10.216 | 51.968 | 0.005693 | 1.1138 | 0.94276 | 31.7391 | 0 | 5.2473 | 2026-07-31 | 2026-08-02 05:15 | 2026-08-02_30 | 15 | OK | 128 | 175 | 175 | 40 | 24 | 24 | 2026-08-02 | 4.919860 MW × 142.600000 × 0.250000 h = 175.393006 EUR | 40.000000 MW × 60.030873 × 0.250000 h = 600.308730 EUR | 24.000000 MW × 6.786347 × 0.250000 h = 40.718084 EUR | 24.000000 MW × 2.896728 × 0.250000 h = 17.380367 EUR | 零上调激活电量 | −(1.401051 MWh × 25.922474) = -36.318720 EUR | 175.393006 + 600.308730 + 40.718084 + 17.380367 + 0.000000 + -36.318720 = 797.481467 EUR
2026-08-02 08:30 | 136.11 | 60.0309 | 6.7863 | 2.8967 | 0 | 59.3654 | 未模拟 | 31.7391 | 33.0561 | 0 | 40 | 24 | 24 | 0 | 1.4315 | 0 | 600.3087 | 40.7181 | 17.3804 | 0 | -84.9814 | 573.4258 | 573.4258 | 0 | 当日执行 | 1 | 1 | 0.25 | 31.25% | 13.71% | 0% | 23.86% | 175 | 175 | 0 | 10.438 | 51.968 | 0.0036583 | 1.4315 | 0 | 33.0561 | 0 | 5.2473 | 2026-07-31 | 2026-08-02 05:30 | 2026-08-02_31 | 15 | OK | 128 | 175 | 175 | 40 | 24 | 24 | 2026-08-02 | 零头寸，无结算现金 | 40.000000 MW × 60.030873 × 0.250000 h = 600.308730 EUR | 24.000000 MW × 6.786347 × 0.250000 h = 40.718084 EUR | 24.000000 MW × 2.896728 × 0.250000 h = 17.380367 EUR | 零上调激活电量 | −(1.431497 MWh × 59.365388) = -84.981383 EUR | 0.000000 + 600.308730 + 40.718084 + 17.380367 + 0.000000 + -84.981383 = 573.425798 EUR
2026-08-02 08:45 | 122.32 | 60.0309 | 6.7863 | 2.8967 | 0 | 14.5124 | 未模拟 | 33.0561 | 42.7018 | -35.9012 | 40 | 24 | 24 | 0 | 1.5091 | -1097.8573 | 600.3087 | 40.7181 | 17.3804 | 0 | -21.901 | -461.3511 | -461.3511 | 0 | 当日执行 | 1 | 1 | 0.25 | 31.25% | 13.71% | 0% | 25.15% | 175 | 175 | 0 | 11.004 | 51.968 | 0.026793 | 10.4844 | 0 | 42.7018 | 0 | 5.2473 | 2026-07-31 | 2026-08-02 05:45 | 2026-08-02_32 | 15 | OK | 128 | 175 | 175 | 40 | 24 | 24 | 2026-08-02 | -35.901156 MW × 122.320000 × 0.250000 h = -1097.857336 EUR | 40.000000 MW × 60.030873 × 0.250000 h = 600.308730 EUR | 24.000000 MW × 6.786347 × 0.250000 h = 40.718084 EUR | 24.000000 MW × 2.896728 × 0.250000 h = 17.380367 EUR | 零上调激活电量 | −(1.509120 MWh × 14.512416) = -21.900977 EUR | -1097.857336 + 600.308730 + 40.718084 + 17.380367 + 0.000000 + -21.900977 = -461.351132 EUR
2026-08-02 09:00 | 152.74 | 60.0309 | 7.2056 | 2.4146 | 161.4535 | 5.8104 | 未模拟 | 42.7018 | 32.8744 | 36 | 40 | 24 | 24 | 0.46505 | 0.42391 | 1374.66 | 600.3087 | 43.2337 | 14.4875 | 75.0842 | -2.4631 | 2105.3109 | 2105.3109 | 0 | 当日执行 | 1 | 1 | 0.25 | 31.25% | 13.71% | 7.751% | 7.065% | 175 | 175 | 3.391 | 3.091 | 51.968 | 0.027298 | 0 | 9.0411 | 32.8744 | 0 | 5.2473 | 2026-07-31 | 2026-08-02 06:00 | 2026-08-02_33 | 15 | OK | 128 | 175 | 175 | 40 | 24 | 24 | 2026-08-02 | 36.000000 MW × 152.740000 × 0.250000 h = 1374.660000 EUR | 40.000000 MW × 60.030873 × 0.250000 h = 600.308730 EUR | 24.000000 MW × 7.205611 × 0.250000 h = 43.233663 EUR | 24.000000 MW × 2.414575 × 0.250000 h = 14.487451 EUR | 0.465051 MWh × 161.453509 = 75.084185 EUR | −(0.423909 MWh × 5.810417) = -2.463085 EUR | 1374.660000 + 600.308730 + 43.233663 + 14.487451 + 75.084185 + -2.463085 = 2105.310944 EUR
2026-08-02 09:15 | 130.33 | 60.0309 | 7.2056 | 2.4146 | 146.3983 | 0 | 未模拟 | 32.8744 | 32.4569 | 0 | 40 | 24 | 24 | 0.38414 | 0 | 0 | 600.3087 | 43.2337 | 14.4875 | 56.237 | 0 | 714.2669 | 714.2669 | 0 | 当日执行 | 1 | 1 | 0.25 | 31.25% | 13.71% | 6.402% | 0% | 175 | 175 | 2.801 | 0 | 51.968 | 0.0011598 | 0 | 0.38414 | 32.4569 | 0 | 5.2473 | 2026-07-31 | 2026-08-02 06:15 | 2026-08-02_34 | 15 | OK | 128 | 175 | 175 | 40 | 24 | 24 | 2026-08-02 | 零头寸，无结算现金 | 40.000000 MW × 60.030873 × 0.250000 h = 600.308730 EUR | 24.000000 MW × 7.205611 × 0.250000 h = 43.233663 EUR | 24.000000 MW × 2.414575 × 0.250000 h = 14.487451 EUR | 0.384137 MWh × 146.398338 = 56.237039 EUR | 零下调激活电量 | 0.000000 + 600.308730 + 43.233663 + 14.487451 + 56.237039 + 0.000000 = 714.266883 EUR
2026-08-02 09:30 | 112.43 | 60.0309 | 7.2056 | 2.4146 | 150.6565 | 0 | 未模拟 | 32.4569 | 31.7391 | 0 | 40 | 24 | 24 | 0.66034 | 0 | 0 | 600.3087 | 43.2337 | 14.4875 | 99.485 | 0 | 757.5148 | 757.5148 | 0 | 当日执行 | 1 | 1 | 0.25 | 31.25% | 13.71% | 11.01% | 0% | 175 | 175 | 4.815 | 0 | 51.968 | 0.0019938 | 0 | 0.66034 | 31.7391 | 0 | 5.2473 | 2026-07-31 | 2026-08-02 06:30 | 2026-08-02_35 | 15 | OK | 128 | 175 | 175 | 40 | 24 | 24 | 2026-08-02 | 零头寸，无结算现金 | 40.000000 MW × 60.030873 × 0.250000 h = 600.308730 EUR | 24.000000 MW × 7.205611 × 0.250000 h = 43.233663 EUR | 24.000000 MW × 2.414575 × 0.250000 h = 14.487451 EUR | 0.660343 MWh × 150.656528 = 99.484962 EUR | 零下调激活电量 | 0.000000 + 600.308730 + 43.233663 + 14.487451 + 99.484962 + 0.000000 = 757.514806 EUR
2026-08-02 09:45 | 93.22 | 60.0309 | 7.2056 | 2.4146 | 133.2114 | -13.6167 | 未模拟 | 31.7391 | 33.2095 | -4.31 | 40 | 24 | 24 | 0.034697 | 0.56064 | -100.4441 | 600.3087 | 43.2337 | 14.4875 | 4.6221 | 7.6341 | 569.8419 | 569.8419 | 0 | 当日执行 | 1 | 1 | 0.25 | 31.25% | 13.71% | 0.5783% | 9.344% | 175 | 175 | 0.253 | 4.088 | 51.968 | 0.0042564 | 1.6319 | 0.028466 | 33.2095 | 0 | 5.2473 | 2026-07-31 | 2026-08-02 06:45 | 2026-08-02_36 | 15 | OK | 128 | 175 | 175 | 40 | 24 | 24 | 2026-08-02 | -4.309981 MW × 93.220000 × 0.250000 h = -100.444104 EUR | 40.000000 MW × 60.030873 × 0.250000 h = 600.308730 EUR | 24.000000 MW × 7.205611 × 0.250000 h = 43.233663 EUR | 24.000000 MW × 2.414575 × 0.250000 h = 14.487451 EUR | 0.034697 MWh × 133.211366 = 4.622054 EUR | −(0.560640 MWh × -13.616717) = 7.634076 EUR | -100.444104 + 600.308730 + 43.233663 + 14.487451 + 4.622054 + 7.634076 = 569.841870 EUR
2026-08-02 10:00 | 104.9 | 66.2245 | 5.5305 | 3.0015 | 147.7526 | -14.5109 | 未模拟 | 33.2095 | 31.8629 | 0 | 40 | 24 | 24 | 1.4397 | 0.23726 | 0 | 662.2453 | 33.1828 | 18.0093 | 212.7232 | 3.4428 | 929.6034 | 929.6034 | 0 | 当日执行 | 1 | 1 | 0.25 | 31.25% | 13.71% | 24% | 3.954% | 175 | 175 | 10.498 | 1.73 | 71.936 | 0.0049533 | 0.23726 | 1.4397 | 31.8629 | 0 | 5.2473 | 2026-07-31 | 2026-08-02 07:00 | 2026-08-02_37 | 15 | OK | 128 | 175 | 175 | 40 | 24 | 24 | 2026-08-02 | 零头寸，无结算现金 | 40.000000 MW × 66.224535 × 0.250000 h = 662.245345 EUR | 24.000000 MW × 5.530463 × 0.250000 h = 33.182780 EUR | 24.000000 MW × 3.001544 × 0.250000 h = 18.009262 EUR | 1.439726 MWh × 147.752558 = 212.723158 EUR | −(0.237257 MWh × -14.510891) = 3.442813 EUR | 0.000000 + 662.245345 + 33.182780 + 18.009262 + 212.723158 + 3.442813 = 929.603357 EUR
2026-08-02 10:15 | 84.56 | 66.2245 | 5.5305 | 3.0015 | 133.2114 | 72.1424 | 未模拟 | 31.8629 | 31.7391 | 0 | 40 | 24 | 24 | 0.12919 | 0.018103 | 0 | 662.2453 | 33.1828 | 18.0093 | 17.2094 | -1.306 | 729.3408 | 729.3408 | 0 | 当日执行 | 1 | 1 | 0.25 | 31.25% | 13.71% | 2.153% | 0.3017% | 175 | 175 | 0.942 | 0.132 | 71.936 | 0.00043632 | 0.018103 | 0.12919 | 31.7391 | 0 | 5.2473 | 2026-07-31 | 2026-08-02 07:15 | 2026-08-02_38 | 15 | OK | 128 | 175 | 175 | 40 | 24 | 24 | 2026-08-02 | 零头寸，无结算现金 | 40.000000 MW × 66.224535 × 0.250000 h = 662.245345 EUR | 24.000000 MW × 5.530463 × 0.250000 h = 33.182780 EUR | 24.000000 MW × 3.001544 × 0.250000 h = 18.009262 EUR | 0.129189 MWh × 133.211366 = 17.209386 EUR | −(0.018103 MWh × 72.142435) = -1.305984 EUR | 0.000000 + 662.245345 + 33.182780 + 18.009262 + 17.209386 + -1.305984 = 729.340789 EUR
2026-08-02 10:30 | 54.53 | 66.2245 | 5.5305 | 3.0015 | 133.2114 | -2.1356 | 未模拟 | 31.7391 | 31.7391 | 1.4802 | 40 | 24 | 24 | 0.00027429 | 0.43269 | 20.1788 | 662.2453 | 33.1828 | 18.0093 | 0.036538 | 0.92403 | 734.5768 | 734.5768 | 0 | 当日执行 | 1 | 1 | 0.25 | 31.25% | 13.71% | 0.004571% | 7.211% | 175 | 175 | 0.002 | 3.155 | 71.936 | 0.0020751 | 0.406 | 0.34364 | 31.7391 | 0 | 5.2473 | 2026-07-31 | 2026-08-02 07:30 | 2026-08-02_39 | 15 | OK | 128 | 175 | 175 | 40 | 24 | 24 | 2026-08-02 | 1.480199 MW × 54.530000 × 0.250000 h = 20.178819 EUR | 40.000000 MW × 66.224535 × 0.250000 h = 662.245345 EUR | 24.000000 MW × 5.530463 × 0.250000 h = 33.182780 EUR | 24.000000 MW × 3.001544 × 0.250000 h = 18.009262 EUR | 0.000274 MWh × 133.211366 = 0.036538 EUR | −(0.432686 MWh × -2.135574) = 0.924033 EUR | 20.178819 + 662.245345 + 33.182780 + 18.009262 + 0.036538 + 0.924033 = 734.576776 EUR
2026-08-02 10:45 | 11.21 | 66.2245 | 5.5305 | 3.0015 | 0 | 30.1153 | 未模拟 | 31.7391 | 32.5627 | 0 | 40 | 24 | 24 | 0 | 0.89513 | 0 | 662.2453 | 33.1828 | 18.0093 | 0 | -26.9571 | 686.4802 | 686.4802 | 0 | 当日执行 | 1 | 1 | 0.25 | 31.25% | 13.71% | 0% | 14.92% | 175 | 175 | 0 | 6.527 | 71.936 | 0.0022876 | 0.89513 | 0 | 32.5627 | 0 | 5.2473 | 2026-07-31 | 2026-08-02 07:45 | 2026-08-02_40 | 15 | OK | 128 | 175 | 175 | 40 | 24 | 24 | 2026-08-02 | 零头寸，无结算现金 | 40.000000 MW × 66.224535 × 0.250000 h = 662.245345 EUR | 24.000000 MW × 5.530463 × 0.250000 h = 33.182780 EUR | 24.000000 MW × 3.001544 × 0.250000 h = 18.009262 EUR | 零上调激活电量 | −(0.895131 MWh × 30.115297) = -26.957149 EUR | 0.000000 + 662.245345 + 33.182780 + 18.009262 + 0.000000 + -26.957149 = 686.480238 EUR
2026-08-02 11:00 | 11 | 66.2245 | 5.4828 | 3.0073 | 0 | -4.961 | 未模拟 | 32.5627 | 31.7391 | 8.9915 | 40 | 24 | 24 | 0 | 1.6486 | 24.7267 | 662.2453 | 32.8969 | 18.0436 | 0 | 8.1787 | 746.0912 | 746.0912 | 0 | 当日执行 | 1 | 1 | 0.25 | 31.25% | 13.71% | 0% | 27.48% | 175 | 175 | 0 | 12.021 | 71.936 | 0.0075569 | 1.031 | 1.6302 | 31.7391 | 0 | 5.2473 | 2026-07-31 | 2026-08-02 08:00 | 2026-08-02_41 | 15 | OK | 128 | 175 | 175 | 40 | 24 | 24 | 2026-08-02 | 8.991516 MW × 11.000000 × 0.250000 h = 24.726669 EUR | 40.000000 MW × 66.224535 × 0.250000 h = 662.245345 EUR | 24.000000 MW × 5.482820 × 0.250000 h = 32.896918 EUR | 24.000000 MW × 3.007261 × 0.250000 h = 18.043565 EUR | 零上调激活电量 | −(1.648594 MWh × -4.961028) = 8.178722 EUR | 24.726669 + 662.245345 + 32.896918 + 18.043565 + 0.000000 + 8.178722 = 746.091219 EUR
2026-08-02 11:15 | 3.85 | 66.2245 | 5.4828 | 3.0073 | 0 | -27.9283 | 未模拟 | 31.7391 | 42.7022 | -36 | 40 | 24 | 24 | 0 | 2.9163 | -34.65 | 662.2453 | 32.8969 | 18.0436 | 0 | 81.4484 | 759.9842 | 759.9842 | 0 | 当日执行 | 1 | 1 | 0.25 | 31.25% | 13.71% | 0% | 48.61% | 175 | 175 | 0 | 21.265 | 71.936 | 0.030453 | 11.9163 | 0 | 42.7022 | 0 | 5.2473 | 2026-07-31 | 2026-08-02 08:15 | 2026-08-02_42 | 15 | OK | 128 | 175 | 175 | 40 | 24 | 24 | 2026-08-02 | -36.000000 MW × 3.850000 × 0.250000 h = -34.650000 EUR | 40.000000 MW × 66.224535 × 0.250000 h = 662.245345 EUR | 24.000000 MW × 5.482820 × 0.250000 h = 32.896918 EUR | 24.000000 MW × 3.007261 × 0.250000 h = 18.043565 EUR | 零上调激活电量 | −(2.916343 MWh × -27.928268) = 81.448405 EUR | -34.650000 + 662.245345 + 32.896918 + 18.043565 + 0.000000 + 81.448405 = 759.984233 EUR
2026-08-02 11:30 | 2.01 | 66.2245 | 5.4828 | 3.0073 | 0 | -126.77 | 未模拟 | 42.7022 | 54.7737 | -36 | 40 | 24 | 24 | 0 | 4.1213 | -18.09 | 662.2453 | 32.8969 | 18.0436 | 0 | 522.4545 | 1217.5503 | 1217.5503 | 0 | 当日执行 | 1 | 1 | 0.25 | 31.25% | 13.71% | 0% | 68.69% | 175 | 175 | 0 | 30.051 | 71.936 | 0.033532 | 13.1213 | 0 | 54.7737 | 0 | 5.2473 | 2026-07-31 | 2026-08-02 08:30 | 2026-08-02_43 | 15 | OK | 128 | 175 | 175 | 40 | 24 | 24 | 2026-08-02 | -36.000000 MW × 2.010000 × 0.250000 h = -18.090000 EUR | 40.000000 MW × 66.224535 × 0.250000 h = 662.245345 EUR | 24.000000 MW × 5.482820 × 0.250000 h = 32.896918 EUR | 24.000000 MW × 3.007261 × 0.250000 h = 18.043565 EUR | 零上调激活电量 | −(4.121280 MWh × -126.769958) = 522.454492 EUR | -18.090000 + 662.245345 + 32.896918 + 18.043565 + 0.000000 + 522.454492 = 1217.550321 EUR
2026-08-02 11:45 | 0.69 | 66.2245 | 5.4828 | 3.0073 | 0 | -57.1824 | 未模拟 | 54.7737 | 67.0556 | -36 | 40 | 24 | 24 | 0 | 4.3499 | -6.21 | 662.2453 | 32.8969 | 18.0436 | 0 | 248.7374 | 955.7132 | 955.7132 | 0 | 当日执行 | 1 | 1 | 0.25 | 31.25% | 13.71% | 0% | 72.5% | 175 | 175 | 0 | 31.718 | 71.936 | 0.034116 | 13.3499 | 0 | 67.0556 | 0 | 5.2473 | 2026-07-31 | 2026-08-02 08:45 | 2026-08-02_44 | 15 | OK | 128 | 175 | 175 | 40 | 24 | 24 | 2026-08-02 | -36.000000 MW × 0.690000 × 0.250000 h = -6.210000 EUR | 40.000000 MW × 66.224535 × 0.250000 h = 662.245345 EUR | 24.000000 MW × 5.482820 × 0.250000 h = 32.896918 EUR | 24.000000 MW × 3.007261 × 0.250000 h = 18.043565 EUR | 零上调激活电量 | −(4.349897 MWh × -57.182360) = 248.737386 EUR | -6.210000 + 662.245345 + 32.896918 + 18.043565 + 0.000000 + 248.737386 = 955.713215 EUR
2026-08-02 12:00 | 0.51 | 66.2245 | 5.5209 | 6.874 | 0 | -220.8454 | 未模拟 | 67.0556 | 78.8849 | -36 | 40 | 24 | 24 | 0 | 3.8578 | -4.59 | 662.2453 | 33.1256 | 41.2441 | 0 | 851.9836 | 1584.0087 | 1584.0087 | 0 | 当日执行 | 1 | 1 | 0.25 | 31.25% | 13.71% | 0% | 64.3% | 175 | 175 | 0 | 28.13 | 71.936 | 0.032859 | 12.8578 | 0 | 78.8849 | 0 | 5.2473 | 2026-07-31 | 2026-08-02 09:00 | 2026-08-02_45 | 15 | OK | 128 | 175 | 175 | 40 | 24 | 24 | 2026-08-02 | -36.000000 MW × 0.510000 × 0.250000 h = -4.590000 EUR | 40.000000 MW × 66.224535 × 0.250000 h = 662.245345 EUR | 24.000000 MW × 5.520935 × 0.250000 h = 33.125607 EUR | 24.000000 MW × 6.874011 × 0.250000 h = 41.244068 EUR | 零上调激活电量 | −(3.857829 MWh × -220.845387) = 851.983644 EUR | -4.590000 + 662.245345 + 33.125607 + 41.244068 + 0.000000 + 851.983644 = 1584.008665 EUR
2026-08-02 12:15 | 0.69 | 66.2245 | 5.5209 | 6.874 | 0 | -34.2734 | 未模拟 | 78.8849 | 89.7926 | -36 | 40 | 24 | 24 | 0 | 2.8563 | -6.21 | 662.2453 | 33.1256 | 41.2441 | 0 | 97.8943 | 828.2994 | 828.2994 | 0 | 当日执行 | 1 | 1 | 0.25 | 31.25% | 13.71% | 0% | 47.6% | 175 | 175 | 0 | 20.827 | 71.936 | 0.030299 | 11.8563 | 0 | 89.7926 | 0 | 5.2473 | 2026-07-31 | 2026-08-02 09:15 | 2026-08-02_46 | 15 | OK | 128 | 175 | 175 | 40 | 24 | 24 | 2026-08-02 | -36.000000 MW × 0.690000 × 0.250000 h = -6.210000 EUR | 40.000000 MW × 66.224535 × 0.250000 h = 662.245345 EUR | 24.000000 MW × 5.520935 × 0.250000 h = 33.125607 EUR | 24.000000 MW × 6.874011 × 0.250000 h = 41.244068 EUR | 零上调激活电量 | −(2.856274 MWh × -34.273436) = 97.894334 EUR | -6.210000 + 662.245345 + 33.125607 + 41.244068 + 0.000000 + 97.894334 = 828.299355 EUR
2026-08-02 12:30 | 1.95 | 66.2245 | 5.5209 | 6.874 | 0 | 8.5459 | 未模拟 | 89.7926 | 99.2916 | -36 | 40 | 24 | 24 | 0 | 1.3249 | -17.55 | 662.2453 | 33.1256 | 41.2441 | 0 | -11.3228 | 707.7422 | 707.7422 | 0 | 当日执行 | 1 | 1 | 0.25 | 31.25% | 13.71% | 0% | 22.08% | 175 | 175 | 0 | 9.661 | 71.936 | 0.026386 | 10.3249 | 0 | 99.2916 | 0 | 5.2473 | 2026-07-31 | 2026-08-02 09:30 | 2026-08-02_47 | 15 | OK | 128 | 175 | 175 | 40 | 24 | 24 | 2026-08-02 | -36.000000 MW × 1.950000 × 0.250000 h = -17.550000 EUR | 40.000000 MW × 66.224535 × 0.250000 h = 662.245345 EUR | 24.000000 MW × 5.520935 × 0.250000 h = 33.125607 EUR | 24.000000 MW × 6.874011 × 0.250000 h = 41.244068 EUR | 零上调激活电量 | −(1.324937 MWh × 8.545919) = -11.322805 EUR | -17.550000 + 662.245345 + 33.125607 + 41.244068 + 0.000000 + -11.322805 = 707.742216 EUR
2026-08-02 12:45 | 2.43 | 66.2245 | 5.5209 | 6.874 | 0 | -23.4694 | 未模拟 | 99.2916 | 109.4943 | -36 | 40 | 24 | 24 | 0 | 2.0899 | -21.87 | 662.2453 | 33.1256 | 41.2441 | 0 | 49.0492 | 763.7942 | 763.7942 | 0 | 当日执行 | 1 | 1 | 0.25 | 31.25% | 13.71% | 0% | 34.83% | 175 | 175 | 0 | 15.239 | 71.936 | 0.028341 | 11.0899 | 0 | 109.4943 | 0 | 5.2473 | 2026-07-31 | 2026-08-02 09:45 | 2026-08-02_48 | 15 | OK | 128 | 175 | 175 | 40 | 24 | 24 | 2026-08-02 | -36.000000 MW × 2.430000 × 0.250000 h = -21.870000 EUR | 40.000000 MW × 66.224535 × 0.250000 h = 662.245345 EUR | 24.000000 MW × 5.520935 × 0.250000 h = 33.125607 EUR | 24.000000 MW × 6.874011 × 0.250000 h = 41.244068 EUR | 零上调激活电量 | −(2.089920 MWh × -23.469403) = 49.049175 EUR | -21.870000 + 662.245345 + 33.125607 + 41.244068 + 0.000000 + 49.049175 = 763.794196 EUR
2026-08-02 13:00 | 3.03 | 66.2245 | 5.4733 | 6.8607 | 0 | 34.4255 | 未模拟 | 109.4943 | 118.2756 | -36 | 40 | 24 | 24 | 0 | 0.54487 | -27.27 | 662.2453 | 32.8397 | 41.164 | 0 | -18.7574 | 690.2217 | 690.2217 | 0 | 当日执行 | 1 | 1 | 0.25 | 31.25% | 13.71% | 0% | 9.081% | 175 | 175 | 0 | 3.973 | 71.936 | 0.024392 | 9.5449 | 0 | 118.2756 | 0 | 5.2473 | 2026-07-31 | 2026-08-02 10:00 | 2026-08-02_49 | 15 | OK | 128 | 175 | 175 | 40 | 24 | 24 | 2026-08-02 | -36.000000 MW × 3.030000 × 0.250000 h = -27.270000 EUR | 40.000000 MW × 66.224535 × 0.250000 h = 662.245345 EUR | 24.000000 MW × 5.473291 × 0.250000 h = 32.839746 EUR | 24.000000 MW × 6.860671 × 0.250000 h = 41.164027 EUR | 零上调激活电量 | −(0.544869 MWh × 34.425514) = -18.757381 EUR | -27.270000 + 662.245345 + 32.839746 + 41.164027 + 0.000000 + -18.757381 = 690.221738 EUR
2026-08-02 13:15 | 3 | 66.2245 | 5.4733 | 6.8607 | 89.2097 | 12.709 | 未模拟 | 118.2756 | 126.9456 | -36 | 40 | 24 | 24 | 0.00576 | 0.42967 | -27 | 662.2453 | 32.8397 | 41.164 | 0.51385 | -5.4607 | 704.3023 | 704.3023 | 0 | 当日执行 | 1 | 1 | 0.25 | 31.25% | 13.71% | 0.096% | 7.161% | 175 | 175 | 0.042 | 3.133 | 71.936 | 0.024083 | 9.4239 | 0 | 126.9456 | 0 | 5.2473 | 2026-07-31 | 2026-08-02 10:15 | 2026-08-02_50 | 15 | OK | 128 | 175 | 175 | 40 | 24 | 24 | 2026-08-02 | -36.000000 MW × 3.000000 × 0.250000 h = -27.000000 EUR | 40.000000 MW × 66.224535 × 0.250000 h = 662.245345 EUR | 24.000000 MW × 5.473291 × 0.250000 h = 32.839746 EUR | 24.000000 MW × 6.860671 × 0.250000 h = 41.164027 EUR | 0.005760 MWh × 89.209689 = 0.513848 EUR | −(0.429669 MWh × 12.709012) = -5.460663 EUR | -27.000000 + 662.245345 + 32.839746 + 41.164027 + 0.513848 + -5.460663 = 704.302303 EUR
2026-08-02 13:30 | 3.56 | 66.2245 | 5.4733 | 6.8607 | 89.2097 | -2.9539 | 未模拟 | 126.9456 | 135.7286 | -36 | 40 | 24 | 24 | 0.0023314 | 0.54912 | -32.04 | 662.2453 | 32.8397 | 41.164 | 0.20799 | 1.622 | 706.0392 | 706.0392 | 0 | 当日执行 | 1 | 1 | 0.25 | 31.25% | 13.71% | 0.03886% | 9.152% | 175 | 175 | 0.017 | 4.004 | 71.936 | 0.024397 | 9.5468 | 0 | 135.7286 | 0 | 5.2473 | 2026-07-31 | 2026-08-02 10:30 | 2026-08-02_51 | 15 | OK | 128 | 175 | 175 | 40 | 24 | 24 | 2026-08-02 | -36.000000 MW × 3.560000 × 0.250000 h = -32.040000 EUR | 40.000000 MW × 66.224535 × 0.250000 h = 662.245345 EUR | 24.000000 MW × 5.473291 × 0.250000 h = 32.839746 EUR | 24.000000 MW × 6.860671 × 0.250000 h = 41.164027 EUR | 0.002331 MWh × 89.209689 = 0.207986 EUR | −(0.549120 MWh × -2.953900) = 1.622046 EUR | -32.040000 + 662.245345 + 32.839746 + 41.164027 + 0.207986 + 1.622046 = 706.039150 EUR
2026-08-02 13:45 | 4.21 | 66.2245 | 5.4733 | 6.8607 | 0 | -22.4397 | 未模拟 | 135.7286 | 137.2034 | 0 | 40 | 24 | 24 | 0 | 1.6031 | 0 | 662.2453 | 32.8397 | 41.164 | 0 | 35.9723 | 772.2214 | 772.2214 | 0 | 当日执行 | 1 | 1 | 0.25 | 31.25% | 13.71% | 0% | 26.72% | 175 | 175 | 0 | 11.689 | 71.936 | 0.0040967 | 1.6031 | 0 | 137.2034 | 0 | 5.2473 | 2026-07-31 | 2026-08-02 10:45 | 2026-08-02_52 | 15 | OK | 128 | 175 | 175 | 40 | 24 | 24 | 2026-08-02 | 零头寸，无结算现金 | 40.000000 MW × 66.224535 × 0.250000 h = 662.245345 EUR | 24.000000 MW × 5.473291 × 0.250000 h = 32.839746 EUR | 24.000000 MW × 6.860671 × 0.250000 h = 41.164027 EUR | 零上调激活电量 | −(1.603063 MWh × -22.439731) = 35.972299 EUR | 0.000000 + 662.245345 + 32.839746 + 41.164027 + 0.000000 + 35.972299 = 772.221418 EUR
2026-08-02 14:00 | 4.21 | 66.2245 | 5.4733 | 6.8607 | 0 | -79.6888 | 未模拟 | 137.2034 | 142.5365 | -9.7215 | 40 | 24 | 24 | 0 | 3.3664 | -10.2319 | 662.2453 | 32.8397 | 41.164 | 0 | 268.268 | 994.2852 | 994.2852 | 0 | 当日执行 | 1 | 1 | 0.25 | 31.25% | 13.71% | 0% | 56.11% | 175 | 175 | 0 | 24.547 | 71.936 | 0.014814 | 5.7968 | 0 | 142.5365 | 0 | 5.2473 | 2026-07-31 | 2026-08-02 11:00 | 2026-08-02_53 | 15 | OK | 128 | 175 | 175 | 40 | 24 | 24 | 2026-08-02 | -9.721503 MW × 4.210000 × 0.250000 h = -10.231882 EUR | 40.000000 MW × 66.224535 × 0.250000 h = 662.245345 EUR | 24.000000 MW × 5.473291 × 0.250000 h = 32.839746 EUR | 24.000000 MW × 6.860671 × 0.250000 h = 41.164027 EUR | 零上调激活电量 | −(3.366446 MWh × -79.688792) = 268.267993 EUR | -10.231882 + 662.245345 + 32.839746 + 41.164027 + 0.000000 + 268.267993 = 994.285230 EUR
2026-08-02 14:15 | 2.74 | 66.2245 | 5.4733 | 6.8607 | 0 | -75.2052 | 未模拟 | 142.5365 | 152.6775 | -36 | 40 | 24 | 24 | 0 | 2.0229 | -24.66 | 662.2453 | 32.8397 | 41.164 | 0 | 152.1293 | 863.7184 | 863.7184 | 0 | 当日执行 | 1 | 1 | 0.25 | 31.25% | 13.71% | 0% | 33.71% | 175 | 175 | 0 | 14.75 | 71.936 | 0.02817 | 11.0229 | 0 | 152.6775 | 0 | 5.2473 | 2026-07-31 | 2026-08-02 11:15 | 2026-08-02_54 | 15 | OK | 128 | 175 | 175 | 40 | 24 | 24 | 2026-08-02 | -36.000000 MW × 2.740000 × 0.250000 h = -24.660000 EUR | 40.000000 MW × 66.224535 × 0.250000 h = 662.245345 EUR | 24.000000 MW × 5.473291 × 0.250000 h = 32.839746 EUR | 24.000000 MW × 6.860671 × 0.250000 h = 41.164027 EUR | 零上调激活电量 | −(2.022857 MWh × -75.205153) = 152.129281 EUR | -24.660000 + 662.245345 + 32.839746 + 41.164027 + 0.000000 + 152.129281 = 863.718400 EUR
2026-08-02 14:30 | 3.75 | 66.2245 | 5.4733 | 6.8607 | 0 | 18.3403 | 未模拟 | 152.6775 | 161.3882 | -36 | 40 | 24 | 24 | 0 | 0.46807 | -33.75 | 662.2453 | 32.8397 | 41.164 | 0 | -8.5845 | 693.9146 | 693.9146 | 0 | 当日执行 | 1 | 1 | 0.25 | 31.25% | 13.71% | 0% | 7.801% | 175 | 175 | 0 | 3.413 | 71.936 | 0.024196 | 9.4681 | 0 | 161.3882 | 0 | 5.2473 | 2026-07-31 | 2026-08-02 11:30 | 2026-08-02_55 | 15 | OK | 128 | 175 | 175 | 40 | 24 | 24 | 2026-08-02 | -36.000000 MW × 3.750000 × 0.250000 h = -33.750000 EUR | 40.000000 MW × 66.224535 × 0.250000 h = 662.245345 EUR | 24.000000 MW × 5.473291 × 0.250000 h = 32.839746 EUR | 24.000000 MW × 6.860671 × 0.250000 h = 41.164027 EUR | 零上调激活电量 | −(0.468069 MWh × 18.340289) = -8.584513 EUR | -33.750000 + 662.245345 + 32.839746 + 41.164027 + 0.000000 + -8.584513 = 693.914606 EUR
2026-08-02 14:45 | 2.42 | 66.2245 | 5.4733 | 6.8607 | 89.0363 | 5.1661 | 未模拟 | 161.3882 | 170.7414 | -36 | 40 | 24 | 24 | 0.0039771 | 1.1705 | -21.78 | 662.2453 | 32.8397 | 41.164 | 0.35411 | -6.047 | 708.7763 | 708.7763 | 0 | 当日执行 | 1 | 1 | 0.25 | 31.25% | 13.71% | 0.06629% | 19.51% | 175 | 175 | 0.029 | 8.535 | 71.936 | 0.025981 | 10.1665 | 0 | 170.7414 | 0 | 5.2473 | 2026-07-31 | 2026-08-02 11:45 | 2026-08-02_56 | 15 | OK | 128 | 175 | 175 | 40 | 24 | 24 | 2026-08-02 | -36.000000 MW × 2.420000 × 0.250000 h = -21.780000 EUR | 40.000000 MW × 66.224535 × 0.250000 h = 662.245345 EUR | 24.000000 MW × 5.473291 × 0.250000 h = 32.839746 EUR | 24.000000 MW × 6.860671 × 0.250000 h = 41.164027 EUR | 0.003977 MWh × 89.036266 = 0.354110 EUR | −(1.170514 MWh × 5.166085) = -6.046977 EUR | -21.780000 + 662.245345 + 32.839746 + 41.164027 + 0.354110 + -6.046977 = 708.776252 EUR
2026-08-02 15:00 | 5.1 | 66.2245 | 5.3628 | 6.8607 | 0 | -43.9632 | 未模拟 | 170.7414 | 164.4911 | 36 | 40 | 24 | 24 | 0 | 3.2497 | 45.9 | 662.2453 | 32.1765 | 41.164 | 0 | 142.8688 | 924.3547 | 924.3547 | 0 | 当日执行 | 1 | 1 | 0.25 | 31.25% | 13.71% | 0% | 54.16% | 175 | 175 | 0 | 23.696 | 71.936 | 0.017362 | 0 | 5.7503 | 164.4911 | 0 | 5.2473 | 2026-07-31 | 2026-08-02 12:00 | 2026-08-02_57 | 15 | OK | 128 | 175 | 175 | 40 | 24 | 24 | 2026-08-02 | 36.000000 MW × 5.100000 × 0.250000 h = 45.900000 EUR | 40.000000 MW × 66.224535 × 0.250000 h = 662.245345 EUR | 24.000000 MW × 5.362758 × 0.250000 h = 32.176548 EUR | 24.000000 MW × 6.860671 × 0.250000 h = 41.164027 EUR | 零上调激活电量 | −(3.249737 MWh × -43.963181) = 142.868782 EUR | 45.900000 + 662.245345 + 32.176548 + 41.164027 + 0.000000 + 142.868782 = 924.354703 EUR
2026-08-02 15:15 | 5.09 | 66.2245 | 5.3628 | 6.8607 | 110.4856 | -21.5703 | 未模拟 | 164.4911 | 155.8869 | 36 | 40 | 24 | 24 | 0.10615 | 1.1903 | 45.81 | 662.2453 | 32.1765 | 41.164 | 11.7279 | 25.6744 | 818.7982 | 818.7982 | 0 | 当日执行 | 1 | 1 | 0.25 | 31.25% | 13.71% | 1.769% | 19.84% | 175 | 175 | 0.774 | 8.679 | 71.936 | 0.023901 | 0 | 7.9159 | 155.8869 | 0 | 5.2473 | 2026-07-31 | 2026-08-02 12:15 | 2026-08-02_58 | 15 | OK | 128 | 175 | 175 | 40 | 24 | 24 | 2026-08-02 | 36.000000 MW × 5.090000 × 0.250000 h = 45.810000 EUR | 40.000000 MW × 66.224535 × 0.250000 h = 662.245345 EUR | 24.000000 MW × 5.362758 × 0.250000 h = 32.176548 EUR | 24.000000 MW × 6.860671 × 0.250000 h = 41.164027 EUR | 0.106149 MWh × 110.485583 = 11.727887 EUR | −(1.190263 MWh × -21.570331) = 25.674364 EUR | 45.810000 + 662.245345 + 32.176548 + 41.164027 + 11.727887 + 25.674364 = 818.798171 EUR
2026-08-02 15:30 | 3.9 | 66.2245 | 5.3628 | 6.8607 | 107.0612 | 0 | 未模拟 | 155.8869 | 163.9565 | -36 | 40 | 24 | 24 | 0.22862 | 0 | -35.1 | 662.2453 | 32.1765 | 41.164 | 24.476 | 0 | 724.9619 | 724.9619 | 0 | 当日执行 | 1 | 1 | 0.25 | 31.25% | 13.71% | 3.81% | 0% | 175 | 175 | 1.667 | 0 | 71.936 | 0.022416 | 8.7714 | 0 | 163.9565 | 0 | 5.2473 | 2026-07-31 | 2026-08-02 12:30 | 2026-08-02_59 | 15 | OK | 128 | 175 | 175 | 40 | 24 | 24 | 2026-08-02 | -36.000000 MW × 3.900000 × 0.250000 h = -35.100000 EUR | 40.000000 MW × 66.224535 × 0.250000 h = 662.245345 EUR | 24.000000 MW × 5.362758 × 0.250000 h = 32.176548 EUR | 24.000000 MW × 6.860671 × 0.250000 h = 41.164027 EUR | 0.228617 MWh × 107.061155 = 24.476015 EUR | 零下调激活电量 | -35.100000 + 662.245345 + 32.176548 + 41.164027 + 24.476015 + 0.000000 = 724.961936 EUR
2026-08-02 15:45 | 3.13 | 66.2245 | 5.3628 | 6.8607 | 117.1949 | 0 | 未模拟 | 163.9565 | 171.5943 | -36 | 40 | 24 | 24 | 0.69806 | 0 | -28.17 | 662.2453 | 32.1765 | 41.164 | 81.8088 | 0 | 789.2247 | 789.2247 | 0 | 当日执行 | 1 | 1 | 0.25 | 31.25% | 13.71% | 11.63% | 0% | 175 | 175 | 5.09 | 0 | 71.936 | 0.021216 | 8.3019 | 0 | 171.5943 | 0 | 5.2473 | 2026-07-31 | 2026-08-02 12:45 | 2026-08-02_60 | 15 | OK | 128 | 175 | 175 | 40 | 24 | 24 | 2026-08-02 | -36.000000 MW × 3.130000 × 0.250000 h = -28.170000 EUR | 40.000000 MW × 66.224535 × 0.250000 h = 662.245345 EUR | 24.000000 MW × 5.362758 × 0.250000 h = 32.176548 EUR | 24.000000 MW × 6.860671 × 0.250000 h = 41.164027 EUR | 0.698057 MWh × 117.194938 = 81.808764 EUR | 零下调激活电量 | -28.170000 + 662.245345 + 32.176548 + 41.164027 + 81.808764 + 0.000000 = 789.224684 EUR
2026-08-02 16:00 | 7.62 | 66.2245 | 5.2999 | 3.0073 | 128.8282 | 76.2297 | 未模拟 | 171.5943 | 171.2352 | 0 | 40 | 24 | 24 | 0.33559 | 0.0061714 | 0 | 662.2453 | 31.7992 | 18.0436 | 43.2333 | -0.47045 | 754.8509 | 754.8509 | 0 | 当日执行 | 1 | 1 | 0.25 | 31.25% | 13.71% | 5.593% | 0.1029% | 175 | 175 | 2.447 | 0.045 | 71.936 | 0.001029 | 0.0061714 | 0.33559 | 171.2352 | 0 | 5.2473 | 2026-07-31 | 2026-08-02 13:00 | 2026-08-02_61 | 15 | OK | 128 | 175 | 175 | 40 | 24 | 24 | 2026-08-02 | 零头寸，无结算现金 | 40.000000 MW × 66.224535 × 0.250000 h = 662.245345 EUR | 24.000000 MW × 5.299869 × 0.250000 h = 31.799211 EUR | 24.000000 MW × 3.007261 × 0.250000 h = 18.043565 EUR | 0.335589 MWh × 128.828159 = 43.233258 EUR | −(0.006171 MWh × 76.229680) = -0.470446 EUR | 0.000000 + 662.245345 + 31.799211 + 18.043565 + 43.233258 + -0.470446 = 754.850933 EUR
2026-08-02 16:15 | 7.14 | 66.2245 | 5.2999 | 3.0073 | 93.551 | 66.991 | 未模拟 | 171.2352 | 171.5905 | -1.5136 | 40 | 24 | 24 | 0.017829 | 0.028663 | -2.7019 | 662.2453 | 31.7992 | 18.0436 | 1.6679 | -1.9202 | 709.134 | 709.134 | 0 | 当日执行 | 1 | 1 | 0.25 | 31.25% | 13.71% | 0.2971% | 0.4777% | 175 | 175 | 0.13 | 0.209 | 71.936 | 0.0010879 | 0.40595 | 0.016704 | 171.5905 | 0 | 5.2473 | 2026-07-31 | 2026-08-02 13:15 | 2026-08-02_62 | 15 | OK | 128 | 175 | 175 | 40 | 24 | 24 | 2026-08-02 | -1.513646 MW × 7.140000 × 0.250000 h = -2.701858 EUR | 40.000000 MW × 66.224535 × 0.250000 h = 662.245345 EUR | 24.000000 MW × 5.299869 × 0.250000 h = 31.799211 EUR | 24.000000 MW × 3.007261 × 0.250000 h = 18.043565 EUR | 0.017829 MWh × 93.550969 = 1.667880 EUR | −(0.028663 MWh × 66.991024) = -1.920154 EUR | -2.701858 + 662.245345 + 31.799211 + 18.043565 + 1.667880 + -1.920154 = 709.133989 EUR
2026-08-02 16:30 | 7.94 | 66.2245 | 5.2999 | 3.0073 | 132.1767 | 76.2297 | 未模拟 | 171.5905 | 171.5946 | -2.8374 | 40 | 24 | 24 | 0.61563 | 0.0091886 | -5.6323 | 662.2453 | 31.7992 | 18.0436 | 81.3725 | -0.70044 | 787.1279 | 787.1279 | 0 | 当日执行 | 1 | 1 | 0.25 | 31.25% | 13.71% | 10.26% | 0.1531% | 175 | 175 | 4.489 | 0.067 | 71.936 | 0.0032893 | 0.64576 | 0.54285 | 171.5946 | 0 | 5.2473 | 2026-07-31 | 2026-08-02 13:30 | 2026-08-02_63 | 15 | OK | 128 | 175 | 175 | 40 | 24 | 24 | 2026-08-02 | -2.837436 MW × 7.940000 × 0.250000 h = -5.632310 EUR | 40.000000 MW × 66.224535 × 0.250000 h = 662.245345 EUR | 24.000000 MW × 5.299869 × 0.250000 h = 31.799211 EUR | 24.000000 MW × 3.007261 × 0.250000 h = 18.043565 EUR | 0.615634 MWh × 132.176739 = 81.372532 EUR | −(0.009189 MWh × 76.229680) = -0.700442 EUR | -5.632310 + 662.245345 + 31.799211 + 18.043565 + 81.372532 + -0.700442 = 787.127902 EUR
2026-08-02 16:45 | 8.47 | 66.2245 | 5.2999 | 3.0073 | 109.3389 | 76.2297 | 未模拟 | 171.5946 | 171.571 | -0.47971 | 40 | 24 | 24 | 0.1285 | 0.00576 | -1.0158 | 662.2453 | 31.7992 | 18.0436 | 14.0504 | -0.43908 | 724.6836 | 724.6836 | 0 | 当日执行 | 1 | 1 | 0.25 | 31.25% | 13.71% | 2.142% | 0.096% | 175 | 175 | 0.937 | 0.042 | 71.936 | 0.00069488 | 0.12312 | 0.12593 | 171.571 | 0 | 5.2473 | 2026-07-31 | 2026-08-02 13:45 | 2026-08-02_64 | 15 | OK | 128 | 175 | 175 | 40 | 24 | 24 | 2026-08-02 | -0.479714 MW × 8.470000 × 0.250000 h = -1.015795 EUR | 40.000000 MW × 66.224535 × 0.250000 h = 662.245345 EUR | 24.000000 MW × 5.299869 × 0.250000 h = 31.799211 EUR | 24.000000 MW × 3.007261 × 0.250000 h = 18.043565 EUR | 0.128503 MWh × 109.338898 = 14.050361 EUR | −(0.005760 MWh × 76.229680) = -0.439083 EUR | -1.015795 + 662.245345 + 31.799211 + 18.043565 + 14.050361 + -0.439083 = 724.683605 EUR
2026-08-02 17:00 | 12.63 | 60.0309 | 6.0336 | 3.0073 | 133.2114 | 76.2297 | 未模拟 | 171.571 | 171.5319 | 0.20655 | 40 | 24 | 24 | 0.011246 | 0.031817 | 0.65218 | 600.3087 | 36.2015 | 18.0436 | 1.4981 | -2.4254 | 654.2786 | 654.2786 | 0 | 当日执行 | 1 | 1 | 0.25 | 31.25% | 13.71% | 0.1874% | 0.5303% | 175 | 175 | 0.082 | 0.232 | 51.968 | 0.00026965 | 0.031543 | 0.062609 | 171.5319 | 0 | 5.2473 | 2026-07-31 | 2026-08-02 14:00 | 2026-08-02_65 | 15 | OK | 128 | 175 | 175 | 40 | 24 | 24 | 2026-08-02 | 0.206548 MW × 12.630000 × 0.250000 h = 0.652175 EUR | 40.000000 MW × 60.030873 × 0.250000 h = 600.308730 EUR | 24.000000 MW × 6.033579 × 0.250000 h = 36.201475 EUR | 24.000000 MW × 3.007261 × 0.250000 h = 18.043565 EUR | 0.011246 MWh × 133.211366 = 1.498057 EUR | −(0.031817 MWh × 76.229680) = -2.425411 EUR | 0.652175 + 600.308730 + 36.201475 + 18.043565 + 1.498057 + -2.425411 = 654.278592 EUR
2026-08-02 17:15 | 15.51 | 60.0309 | 6.0336 | 3.0073 | 172.3492 | 61.6144 | 未模拟 | 171.5319 | 171.6 | -3.1951 | 40 | 24 | 24 | 0.6827 | 0.06528 | -12.3892 | 600.3087 | 36.2015 | 18.0436 | 117.6623 | -4.0222 | 755.8047 | 755.8047 | 0 | 当日执行 | 1 | 1 | 0.25 | 31.25% | 13.71% | 11.38% | 1.088% | 175 | 175 | 4.978 | 0.476 | 51.968 | 0.0037628 | 0.77318 | 0.59181 | 171.6 | 0 | 5.2473 | 2026-07-31 | 2026-08-02 14:15 | 2026-08-02_66 | 15 | OK | 128 | 175 | 175 | 40 | 24 | 24 | 2026-08-02 | -3.195145 MW × 15.510000 × 0.250000 h = -12.389173 EUR | 40.000000 MW × 60.030873 × 0.250000 h = 600.308730 EUR | 24.000000 MW × 6.033579 × 0.250000 h = 36.201475 EUR | 24.000000 MW × 3.007261 × 0.250000 h = 18.043565 EUR | 0.682697 MWh × 172.349208 = 117.662312 EUR | −(0.065280 MWh × 61.614354) = -4.022185 EUR | -12.389173 + 600.308730 + 36.201475 + 18.043565 + 117.662312 + -4.022185 = 755.804724 EUR
2026-08-02 17:30 | 101.95 | 60.0309 | 6.0336 | 3.0073 | 180.6632 | 0 | 未模拟 | 171.6 | 170.6722 | -5.3278 | 40 | 24 | 24 | 2.0508 | 0 | -135.7929 | 600.3087 | 36.2015 | 18.0436 | 370.5103 | 0 | 889.2711 | 889.2711 | 0 | 当日执行 | 1 | 1 | 0.25 | 31.25% | 13.71% | 34.18% | 0% | 175 | 175 | 14.954 | 0 | 51.968 | 0.0070579 | 0.87669 | 1.5956 | 170.6722 | 0 | 5.2473 | 2026-07-31 | 2026-08-02 14:30 | 2026-08-02_67 | 15 | OK | 128 | 175 | 175 | 40 | 24 | 24 | 2026-08-02 | -5.327825 MW × 101.950000 × 0.250000 h = -135.792934 EUR | 40.000000 MW × 60.030873 × 0.250000 h = 600.308730 EUR | 24.000000 MW × 6.033579 × 0.250000 h = 36.201475 EUR | 24.000000 MW × 3.007261 × 0.250000 h = 18.043565 EUR | 2.050834 MWh × 180.663198 = 370.510281 EUR | 零下调激活电量 | -135.792934 + 600.308730 + 36.201475 + 18.043565 + 370.510281 + 0.000000 = 889.271118 EUR
2026-08-02 17:45 | 157.36 | 60.0309 | 6.0336 | 3.0073 | 183.3463 | 60.9837 | 未模拟 | 170.6722 | 157.8446 | 36 | 40 | 24 | 24 | 2.8076 | 0.0061714 | 1416.24 | 600.3087 | 36.2015 | 18.0436 | 514.761 | -0.37636 | 2585.1784 | 2585.1784 | 0 | 当日执行 | 1 | 1 | 0.25 | 31.25% | 13.71% | 46.79% | 0.1029% | 175 | 175 | 20.472 | 0.045 | 51.968 | 0.035632 | 0 | 11.8014 | 157.8446 | 0 | 5.2473 | 2026-07-31 | 2026-08-02 14:45 | 2026-08-02_68 | 15 | OK | 128 | 175 | 175 | 40 | 24 | 24 | 2026-08-02 | 36.000000 MW × 157.360000 × 0.250000 h = 1416.240000 EUR | 40.000000 MW × 60.030873 × 0.250000 h = 600.308730 EUR | 24.000000 MW × 6.033579 × 0.250000 h = 36.201475 EUR | 24.000000 MW × 3.007261 × 0.250000 h = 18.043565 EUR | 2.807589 MWh × 183.346292 = 514.760955 EUR | −(0.006171 MWh × 60.983744) = -0.376357 EUR | 1416.240000 + 600.308730 + 36.201475 + 18.043565 + 514.760955 + -0.376357 = 2585.178369 EUR
2026-08-02 18:00 | 60.92 | 60.0309 | 7.1275 | 2.5956 | 166.1632 | 72.0759 | 未模拟 | 157.8446 | 171.595 | -60 | 40 | 24 | 0 | 0.053897 | 0 | -913.8 | 600.3087 | 42.7649 | 0 | 8.9557 | 0 | -261.7707 | -261.7707 | 0 | 当日执行 | 1 | 1 | 0.25 | 31.25% | 13.71% | 0.8983% | 1.561% | 175 | 175 | 0.393 | 0.683 | 51.968 | 0.038196 | 14.9461 | 0 | 171.595 | 0 | 5.2473 | 2026-07-31 | 2026-08-02 15:00 | 2026-08-02_69 | 15 | OK | 128 | 175 | 175 | 40 | 24 | 24 | 2026-08-02 | -60.000000 MW × 60.920000 × 0.250000 h = -913.800000 EUR | 40.000000 MW × 60.030873 × 0.250000 h = 600.308730 EUR | 24.000000 MW × 7.127475 × 0.250000 h = 42.764850 EUR | 零头寸，无结算现金 | 0.053897 MWh × 166.163170 = 8.955720 EUR | 零下调激活电量 | -913.800000 + 600.308730 + 42.764850 + 0.000000 + 8.955720 + 0.000000 = -261.770699 EUR
2026-08-02 18:15 | 132.66 | 60.0309 | 7.1275 | 2.5956 | 226.0946 | 76.4203 | 未模拟 | 171.595 | 171.6 | -4.8735 | 40 | 24 | 0 | 1.0597 | 0 | -161.6282 | 600.3087 | 42.7649 | 0 | 239.5931 | 0 | 721.0385 | 721.0385 | 0 | 当日执行 | 1 | 1 | 0.25 | 31.25% | 13.71% | 17.66% | 0.4434% | 175 | 175 | 7.727 | 0.194 | 51.968 | 0.0051136 | 1.0032 | 0.84452 | 171.6 | 0 | 5.2473 | 2026-07-31 | 2026-08-02 15:15 | 2026-08-02_70 | 15 | OK | 128 | 175 | 175 | 40 | 24 | 24 | 2026-08-02 | -4.873456 MW × 132.660000 × 0.250000 h = -161.628176 EUR | 40.000000 MW × 60.030873 × 0.250000 h = 600.308730 EUR | 24.000000 MW × 7.127475 × 0.250000 h = 42.764850 EUR | 零头寸，无结算现金 | 1.059703 MWh × 226.094563 = 239.593054 EUR | 零下调激活电量 | -161.628176 + 600.308730 + 42.764850 + 0.000000 + 239.593054 + 0.000000 = 721.038459 EUR
2026-08-02 18:30 | 145.74 | 60.0309 | 7.1275 | 2.5956 | 228.6523 | 0 | 未模拟 | 171.6 | 171.6 | -13.717 | 40 | 24 | 0 | 3.1819 | 0 | -499.7794 | 600.3087 | 42.7649 | 0 | 727.5375 | 0 | 870.8317 | 870.8317 | 0 | 当日执行 | 1 | 1 | 0.25 | 31.25% | 13.71% | 53.03% | 0% | 175 | 175 | 23.201 | 0 | 51.968 | 0.0082324 | 1.6107 | 1.3633 | 171.6 | 0 | 5.2473 | 2026-07-31 | 2026-08-02 15:30 | 2026-08-02_71 | 15 | OK | 128 | 175 | 175 | 40 | 24 | 24 | 2026-08-02 | -13.717014 MW × 145.740000 × 0.250000 h = -499.779415 EUR | 40.000000 MW × 60.030873 × 0.250000 h = 600.308730 EUR | 24.000000 MW × 7.127475 × 0.250000 h = 42.764850 EUR | 零头寸，无结算现金 | 3.181851 MWh × 228.652259 = 727.537518 EUR | 零下调激活电量 | -499.779415 + 600.308730 + 42.764850 + 0.000000 + 727.537518 + 0.000000 = 870.831684 EUR
2026-08-02 18:45 | 181.46 | 60.0309 | 7.1275 | 2.5956 | 223.7313 | 0 | 未模拟 | 171.6 | 171.5851 | -7.511 | 40 | 24 | 0 | 1.684 | 0 | -340.7371 | 600.3087 | 42.7649 | 0 | 376.7583 | 0 | 679.0948 | 679.0948 | 0 | 当日执行 | 1 | 1 | 0.25 | 31.25% | 13.71% | 28.07% | 0% | 175 | 175 | 12.279 | 0 | 51.968 | 0.0069451 | 1.3507 | 1.157 | 171.5851 | 0 | 5.2473 | 2026-07-31 | 2026-08-02 15:45 | 2026-08-02_72 | 15 | OK | 128 | 175 | 175 | 40 | 24 | 24 | 2026-08-02 | -7.511013 MW × 181.460000 × 0.250000 h = -340.737110 EUR | 40.000000 MW × 60.030873 × 0.250000 h = 600.308730 EUR | 24.000000 MW × 7.127475 × 0.250000 h = 42.764850 EUR | 零头寸，无结算现金 | 1.683977 MWh × 223.731252 = 376.758315 EUR | 零下调激活电量 | -340.737110 + 600.308730 + 42.764850 + 0.000000 + 376.758315 + 0.000000 = 679.094785 EUR
2026-08-02 19:00 | 186.08 | 60.0309 | 7.1027 | 2.851 | 217.5986 | 80.0412 | 未模拟 | 171.5851 | 171.3044 | 0 | 40 | 24 | 24 | 0.27195 | 0.016183 | 0 | 600.3087 | 42.6162 | 17.1059 | 59.1769 | -1.2953 | 717.9124 | 717.9124 | 0 | 当日执行 | 1 | 1 | 0.25 | 31.25% | 13.71% | 4.533% | 0.2697% | 175 | 175 | 1.983 | 0.118 | 91.904 | 0.00086247 | 0.016183 | 0.27195 | 171.3044 | 0 | 5.2473 | 2026-07-31 | 2026-08-02 16:00 | 2026-08-02_73 | 15 | OK | 128 | 175 | 175 | 40 | 24 | 24 | 2026-08-02 | 零头寸，无结算现金 | 40.000000 MW × 60.030873 × 0.250000 h = 600.308730 EUR | 24.000000 MW × 7.102700 × 0.250000 h = 42.616203 EUR | 24.000000 MW × 2.850990 × 0.250000 h = 17.105940 EUR | 0.271954 MWh × 217.598575 = 59.176865 EUR | −(0.016183 MWh × 80.041164) = -1.295295 EUR | 0.000000 + 600.308730 + 42.616203 + 17.105940 + 59.176865 + -1.295295 = 717.912443 EUR
2026-08-02 19:15 | 212.63 | 60.0309 | 7.1027 | 2.851 | 239.5342 | 80.0412 | 未模拟 | 171.3044 | 160.9027 | 36 | 40 | 24 | 24 | 0.57285 | 0.0032914 | 1913.67 | 600.3087 | 42.6162 | 17.1059 | 137.2162 | -0.26345 | 2710.6536 | 2710.6536 | 0 | 当日执行 | 1 | 1 | 0.25 | 31.25% | 13.71% | 9.547% | 0.05486% | 175 | 175 | 4.177 | 0.024 | 91.904 | 0.028894 | 0 | 9.5696 | 160.9027 | 0 | 5.2473 | 2026-07-31 | 2026-08-02 16:15 | 2026-08-02_74 | 15 | OK | 128 | 175 | 175 | 40 | 24 | 24 | 2026-08-02 | 36.000000 MW × 212.630000 × 0.250000 h = 1913.670000 EUR | 40.000000 MW × 60.030873 × 0.250000 h = 600.308730 EUR | 24.000000 MW × 7.102700 × 0.250000 h = 42.616203 EUR | 24.000000 MW × 2.850990 × 0.250000 h = 17.105940 EUR | 0.572846 MWh × 239.534237 = 137.216161 EUR | −(0.003291 MWh × 80.041164) = -0.263450 EUR | 1913.670000 + 600.308730 + 42.616203 + 17.105940 + 137.216161 + -0.263450 = 2710.653584 EUR
2026-08-02 19:30 | 197.63 | 60.0309 | 7.1027 | 2.851 | 242.4834 | 0 | 未模拟 | 160.9027 | 159.6218 | 0 | 40 | 24 | 24 | 1.1785 | 0 | 0 | 600.3087 | 42.6162 | 17.1059 | 285.759 | 0 | 945.7899 | 945.7899 | 0 | 当日执行 | 1 | 1 | 0.25 | 31.25% | 13.71% | 19.64% | 0% | 175 | 175 | 8.593 | 0 | 91.904 | 0.0035582 | 0 | 1.1785 | 159.6218 | 0 | 5.2473 | 2026-07-31 | 2026-08-02 16:30 | 2026-08-02_75 | 15 | OK | 128 | 175 | 175 | 40 | 24 | 24 | 2026-08-02 | 零头寸，无结算现金 | 40.000000 MW × 60.030873 × 0.250000 h = 600.308730 EUR | 24.000000 MW × 7.102700 × 0.250000 h = 42.616203 EUR | 24.000000 MW × 2.850990 × 0.250000 h = 17.105940 EUR | 1.178469 MWh × 242.483372 = 285.759033 EUR | 零下调激活电量 | 0.000000 + 600.308730 + 42.616203 + 17.105940 + 285.759033 + 0.000000 = 945.789906 EUR
2026-08-02 19:45 | 215.78 | 60.0309 | 7.1027 | 2.851 | 228.9749 | 0 | 未模拟 | 159.6218 | 148.1615 | 36 | 40 | 24 | 24 | 1.5434 | 0 | 1942.02 | 600.3087 | 42.6162 | 17.1059 | 353.4012 | 0 | 2955.452 | 2955.452 | 0 | 当日执行 | 1 | 1 | 0.25 | 31.25% | 13.71% | 25.72% | 0% | 175 | 175 | 11.254 | 0 | 91.904 | 0.031834 | 0 | 10.5434 | 148.1615 | 0 | 5.2473 | 2026-07-31 | 2026-08-02 16:45 | 2026-08-02_76 | 15 | OK | 128 | 175 | 175 | 40 | 24 | 24 | 2026-08-02 | 36.000000 MW × 215.780000 × 0.250000 h = 1942.020000 EUR | 40.000000 MW × 60.030873 × 0.250000 h = 600.308730 EUR | 24.000000 MW × 7.102700 × 0.250000 h = 42.616203 EUR | 24.000000 MW × 2.850990 × 0.250000 h = 17.105940 EUR | 1.543406 MWh × 228.974901 = 353.401171 EUR | 零下调激活电量 | 1942.020000 + 600.308730 + 42.616203 + 17.105940 + 353.401171 + 0.000000 = 2955.452044 EUR
2026-08-02 20:00 | 212.83 | 60.0309 | 3.9144 | 2.851 | 218.4613 | 80.0412 | 未模拟 | 148.1615 | 131.8612 | 60 | 40 | 0 | 24 | 0 | 0.0037029 | 3192.45 | 600.3087 | 0 | 17.1059 | 0 | -0.29638 | 3809.5683 | 3809.5683 | 0 | 当日执行 | 1 | 1 | 0.25 | 31.25% | 13.71% | 5.646% | 0.06171% | 175 | 175 | 2.47 | 0.027 | 91.904 | 0.045279 | 0 | 14.9963 | 131.8612 | 0 | 5.2473 | 2026-07-31 | 2026-08-02 17:00 | 2026-08-02_77 | 15 | OK | 128 | 175 | 175 | 40 | 24 | 24 | 2026-08-02 | 60.000000 MW × 212.830000 × 0.250000 h = 3192.450000 EUR | 40.000000 MW × 60.030873 × 0.250000 h = 600.308730 EUR | 零头寸，无结算现金 | 24.000000 MW × 2.850990 × 0.250000 h = 17.105940 EUR | 零上调激活电量 | −(0.003703 MWh × 80.041164) = -0.296381 EUR | 3192.450000 + 600.308730 + 0.000000 + 17.105940 + 0.000000 + -0.296381 = 3809.568289 EUR
2026-08-02 20:15 | 215.16 | 60.0309 | 3.9144 | 2.851 | 225.5817 | 71.9368 | 未模拟 | 131.8612 | 116.0267 | 60 | 40 | 0 | 24 | 0 | 0.43227 | 3227.4 | 600.3087 | 0 | 17.1059 | 0 | -31.0964 | 3813.7182 | 3813.7182 | 0 | 当日执行 | 1 | 1 | 0.25 | 31.25% | 13.71% | 2.635% | 7.205% | 175 | 175 | 1.153 | 3.152 | 91.904 | 0.043985 | 0 | 14.5677 | 116.0267 | 0 | 5.2473 | 2026-07-31 | 2026-08-02 17:15 | 2026-08-02_78 | 15 | OK | 128 | 175 | 175 | 40 | 24 | 24 | 2026-08-02 | 60.000000 MW × 215.160000 × 0.250000 h = 3227.400000 EUR | 40.000000 MW × 60.030873 × 0.250000 h = 600.308730 EUR | 零头寸，无结算现金 | 24.000000 MW × 2.850990 × 0.250000 h = 17.105940 EUR | 零上调激活电量 | −(0.432274 MWh × 71.936806) = -31.096431 EUR | 3227.400000 + 600.308730 + 0.000000 + 17.105940 + 0.000000 + -31.096431 = 3813.718239 EUR
2026-08-02 20:30 | 215.16 | 60.0309 | 3.9144 | 2.851 | 176.4547 | 80.0412 | 未模拟 | 116.0267 | 99.7243 | 60 | 40 | 0 | 24 | 0 | 0.0017829 | 3227.4 | 600.3087 | 0 | 17.1059 | 0 | -0.1427 | 3844.672 | 3844.672 | 0 | 当日执行 | 1 | 1 | 0.25 | 31.25% | 13.71% | 1.129% | 0.02971% | 175 | 175 | 0.494 | 0.013 | 91.904 | 0.045284 | 0 | 14.9982 | 99.7243 | 0 | 5.2473 | 2026-07-31 | 2026-08-02 17:30 | 2026-08-02_79 | 15 | OK | 128 | 175 | 175 | 40 | 24 | 24 | 2026-08-02 | 60.000000 MW × 215.160000 × 0.250000 h = 3227.400000 EUR | 40.000000 MW × 60.030873 × 0.250000 h = 600.308730 EUR | 零头寸，无结算现金 | 24.000000 MW × 2.850990 × 0.250000 h = 17.105940 EUR | 零上调激活电量 | −(0.001783 MWh × 80.041164) = -0.142702 EUR | 3227.400000 + 600.308730 + 0.000000 + 17.105940 + 0.000000 + -0.142702 = 3844.671968 EUR
2026-08-02 20:45 | 219.92 | 60.0309 | 3.9144 | 2.851 | 222.1335 | 80.0412 | 未模拟 | 99.7243 | 83.4246 | 60 | 40 | 0 | 24 | 0 | 0.0042514 | 3298.8 | 600.3087 | 0 | 17.1059 | 0 | -0.34029 | 3915.8744 | 3915.8744 | 0 | 当日执行 | 1 | 1 | 0.25 | 31.25% | 13.71% | 5.435% | 0.07086% | 175 | 175 | 2.378 | 0.031 | 91.904 | 0.045277 | 0 | 14.9957 | 83.4246 | 0 | 5.2473 | 2026-07-31 | 2026-08-02 17:45 | 2026-08-02_80 | 15 | OK | 128 | 175 | 175 | 40 | 24 | 24 | 2026-08-02 | 60.000000 MW × 219.920000 × 0.250000 h = 3298.800000 EUR | 40.000000 MW × 60.030873 × 0.250000 h = 600.308730 EUR | 零头寸，无结算现金 | 24.000000 MW × 2.850990 × 0.250000 h = 17.105940 EUR | 零上调激活电量 | −(0.004251 MWh × 80.041164) = -0.340289 EUR | 3298.800000 + 600.308730 + 0.000000 + 17.105940 + 0.000000 + -0.340289 = 3915.874381 EUR
2026-08-02 21:00 | 215.16 | 60.0309 | 7.0246 | 2.851 | 228.689 | 0 | 未模拟 | 83.4246 | 72.6328 | 36 | 40 | 24 | 24 | 0.92846 | 0 | 1936.44 | 600.3087 | 42.1474 | 17.1059 | 212.328 | 0 | 2808.33 | 2808.33 | 0 | 当日执行 | 1 | 1 | 0.25 | 31.25% | 13.71% | 15.47% | 0% | 175 | 175 | 6.77 | 0 | 91.904 | 0.029977 | 0 | 9.9285 | 72.6328 | 0 | 5.2473 | 2026-07-31 | 2026-08-02 18:00 | 2026-08-02_81 | 15 | OK | 128 | 175 | 175 | 40 | 24 | 24 | 2026-08-02 | 36.000000 MW × 215.160000 × 0.250000 h = 1936.440000 EUR | 40.000000 MW × 60.030873 × 0.250000 h = 600.308730 EUR | 24.000000 MW × 7.024565 × 0.250000 h = 42.147390 EUR | 24.000000 MW × 2.850990 × 0.250000 h = 17.105940 EUR | 0.928457 MWh × 228.689040 = 212.327973 EUR | 零下调激活电量 | 1936.440000 + 600.308730 + 42.147390 + 17.105940 + 212.327973 + 0.000000 = 2808.330033 EUR
2026-08-02 21:15 | 217.54 | 60.0309 | 7.0246 | 2.851 | 228.689 | 0 | 未模拟 | 72.6328 | 61.189 | 36 | 40 | 24 | 24 | 1.5283 | 0 | 1957.86 | 600.3087 | 42.1474 | 17.1059 | 349.51 | 0 | 2966.9321 | 2966.9321 | 0 | 当日执行 | 1 | 1 | 0.25 | 31.25% | 13.71% | 25.47% | 0% | 175 | 175 | 11.144 | 0 | 91.904 | 0.031788 | 0 | 10.5283 | 61.189 | 0 | 5.2473 | 2026-07-31 | 2026-08-02 18:15 | 2026-08-02_82 | 15 | OK | 128 | 175 | 175 | 40 | 24 | 24 | 2026-08-02 | 36.000000 MW × 217.540000 × 0.250000 h = 1957.860000 EUR | 40.000000 MW × 60.030873 × 0.250000 h = 600.308730 EUR | 24.000000 MW × 7.024565 × 0.250000 h = 42.147390 EUR | 24.000000 MW × 2.850990 × 0.250000 h = 17.105940 EUR | 1.528320 MWh × 228.689040 = 349.510034 EUR | 零下调激活电量 | 1957.860000 + 600.308730 + 42.147390 + 17.105940 + 349.510034 + 0.000000 = 2966.932094 EUR
2026-08-02 21:30 | 208.75 | 60.0309 | 7.0246 | 2.851 | 219.4193 | 80.0412 | 未模拟 | 61.189 | 50.8915 | 36 | 40 | 24 | 24 | 0.47424 | 0.00054857 | 1878.75 | 600.3087 | 42.1474 | 17.1059 | 104.0574 | -0.043908 | 2642.3256 | 2642.3256 | 0 | 当日执行 | 1 | 1 | 0.25 | 31.25% | 13.71% | 7.904% | 0.009143% | 175 | 175 | 3.458 | 0.004 | 91.904 | 0.028604 | 0 | 9.4737 | 50.8915 | 0 | 5.2473 | 2026-07-31 | 2026-08-02 18:30 | 2026-08-02_83 | 15 | OK | 128 | 175 | 175 | 40 | 24 | 24 | 2026-08-02 | 36.000000 MW × 208.750000 × 0.250000 h = 1878.750000 EUR | 40.000000 MW × 60.030873 × 0.250000 h = 600.308730 EUR | 24.000000 MW × 7.024565 × 0.250000 h = 42.147390 EUR | 24.000000 MW × 2.850990 × 0.250000 h = 17.105940 EUR | 0.474240 MWh × 219.419320 = 104.057419 EUR | −(0.000549 MWh × 80.041164) = -0.043908 EUR | 1878.750000 + 600.308730 + 42.147390 + 17.105940 + 104.057419 + -0.043908 = 2642.325571 EUR
2026-08-02 21:45 | 197.01 | 60.0309 | 7.0246 | 2.851 | 184.647 | 72.2554 | 未模拟 | 50.8915 | 51.1276 | 0 | 40 | 24 | 24 | 0.069669 | 0.33902 | 0 | 600.3087 | 42.1474 | 17.1059 | 12.8641 | -24.4958 | 647.9303 | 647.9303 | 0 | 当日执行 | 1 | 1 | 0.25 | 31.25% | 13.71% | 1.161% | 5.65% | 175 | 175 | 0.508 | 2.472 | 91.904 | 0.0010767 | 0.33902 | 0.069669 | 51.1276 | 0 | 5.2473 | 2026-07-31 | 2026-08-02 18:45 | 2026-08-02_84 | 15 | OK | 128 | 175 | 175 | 40 | 24 | 24 | 2026-08-02 | 零头寸，无结算现金 | 40.000000 MW × 60.030873 × 0.250000 h = 600.308730 EUR | 24.000000 MW × 7.024565 × 0.250000 h = 42.147390 EUR | 24.000000 MW × 2.850990 × 0.250000 h = 17.105940 EUR | 0.069669 MWh × 184.646961 = 12.864090 EUR | −(0.339017 MWh × 72.255446) = -24.495835 EUR | 0.000000 + 600.308730 + 42.147390 + 17.105940 + 12.864090 + -24.495835 = 647.930316 EUR
2026-08-02 22:00 | 201.42 | 66.2245 | 3.9144 | 2.5937 | 169.0233 | 76.4203 | 未模拟 | 51.1276 | 51.3092 | 0 | 40 | 24 | 24 | 0.029349 | 0.23205 | 0 | 662.2453 | 23.4864 | 15.5623 | 4.9606 | -17.733 | 688.5216 | 688.5216 | 0 | 当日执行 | 1 | 1 | 0.25 | 31.25% | 13.71% | 0.4891% | 3.867% | 175 | 175 | 0.214 | 1.692 | 131.968 | 0.00068162 | 0.23205 | 0.029349 | 51.3092 | 0 | 5.2473 | 2026-07-31 | 2026-08-02 19:00 | 2026-08-02_85 | 15 | OK | 128 | 175 | 175 | 40 | 24 | 24 | 2026-08-02 | 零头寸，无结算现金 | 40.000000 MW × 66.224535 × 0.250000 h = 662.245345 EUR | 24.000000 MW × 3.914394 × 0.250000 h = 23.486364 EUR | 24.000000 MW × 2.593715 × 0.250000 h = 15.562289 EUR | 0.029349 MWh × 169.023307 = 4.960593 EUR | −(0.232046 MWh × 76.420254) = -17.732992 EUR | 0.000000 + 662.245345 + 23.486364 + 15.562289 + 4.960593 + -17.732992 = 688.521599 EUR
2026-08-02 22:15 | 204.65 | 66.2245 | 3.9144 | 2.5937 | 152.4594 | 72.4811 | 未模拟 | 51.3092 | 51.7231 | 0 | 40 | 24 | 24 | 0.0034286 | 0.45394 | 0 | 662.2453 | 23.4864 | 15.5623 | 0.52272 | -32.9023 | 668.9144 | 668.9144 | 0 | 当日执行 | 1 | 1 | 0.25 | 31.25% | 13.71% | 0.05714% | 7.566% | 175 | 175 | 0.025 | 3.31 | 131.968 | 0.0011704 | 0.45394 | 0.0034286 | 51.7231 | 0 | 5.2473 | 2026-07-31 | 2026-08-02 19:15 | 2026-08-02_86 | 15 | OK | 128 | 175 | 175 | 40 | 24 | 24 | 2026-08-02 | 零头寸，无结算现金 | 40.000000 MW × 66.224535 × 0.250000 h = 662.245345 EUR | 24.000000 MW × 3.914394 × 0.250000 h = 23.486364 EUR | 24.000000 MW × 2.593715 × 0.250000 h = 15.562289 EUR | 0.003429 MWh × 152.459360 = 0.522718 EUR | −(0.453943 MWh × 72.481086) = -32.902271 EUR | 0.000000 + 662.245345 + 23.486364 + 15.562289 + 0.522718 + -32.902271 = 668.914446 EUR
2026-08-02 22:30 | 206.96 | 66.2245 | 3.9144 | 2.5937 | 189.7803 | 76.4203 | 未模拟 | 51.7231 | 51.6334 | 0 | 40 | 24 | 24 | 0.1536 | 0.083931 | 0 | 662.2453 | 23.4864 | 15.5623 | 29.1502 | -6.4141 | 724.0302 | 724.0302 | 0 | 当日执行 | 1 | 1 | 0.25 | 31.25% | 13.71% | 2.56% | 1.399% | 175 | 175 | 1.12 | 0.612 | 131.968 | 0.00067826 | 0.083931 | 0.1536 | 51.6334 | 0 | 5.2473 | 2026-07-31 | 2026-08-02 19:30 | 2026-08-02_87 | 15 | OK | 128 | 175 | 175 | 40 | 24 | 24 | 2026-08-02 | 零头寸，无结算现金 | 40.000000 MW × 66.224535 × 0.250000 h = 662.245345 EUR | 24.000000 MW × 3.914394 × 0.250000 h = 23.486364 EUR | 24.000000 MW × 2.593715 × 0.250000 h = 15.562289 EUR | 0.153600 MWh × 189.780268 = 29.150249 EUR | −(0.083931 MWh × 76.420254) = -6.414061 EUR | 0.000000 + 662.245345 + 23.486364 + 15.562289 + 29.150249 + -6.414061 = 724.030187 EUR
2026-08-02 22:45 | 208.16 | 66.2245 | 3.9144 | 2.5937 | 217.5791 | 76.4203 | 未模拟 | 51.6334 | 47.104 | 12.2939 | 40 | 24 | 24 | 1.1675 | 0.079954 | 639.7726 | 662.2453 | 23.4864 | 15.5623 | 254.023 | -6.1101 | 1588.9795 | 1588.9795 | 0 | 当日执行 | 1 | 1 | 0.25 | 31.25% | 13.71% | 19.46% | 1.333% | 175 | 175 | 8.513 | 0.583 | 131.968 | 0.012781 | 0.038998 | 4.2 | 47.104 | 0 | 5.2473 | 2026-07-31 | 2026-08-02 19:45 | 2026-08-02_88 | 15 | OK | 128 | 175 | 175 | 40 | 24 | 24 | 2026-08-02 | 12.293863 MW × 208.160000 × 0.250000 h = 639.772620 EUR | 40.000000 MW × 66.224535 × 0.250000 h = 662.245345 EUR | 24.000000 MW × 3.914394 × 0.250000 h = 23.486364 EUR | 24.000000 MW × 2.593715 × 0.250000 h = 15.562289 EUR | 1.167497 MWh × 217.579136 = 254.023020 EUR | −(0.079954 MWh × 76.420254) = -6.110127 EUR | 639.772620 + 662.245345 + 23.486364 + 15.562289 + 254.023020 + -6.110127 = 1588.979512 EUR
2026-08-02 23:00 | 204.49 | 66.2245 | 7.1275 | 2.5937 | 223.5089 | 76.4203 | 未模拟 | 47.104 | 45.393 | 0 | 40 | 24 | 24 | 1.5889 | 0.017417 | 0 | 662.2453 | 42.7649 | 15.5623 | 355.1415 | -1.331 | 1074.383 | 1074.383 | 0 | 当日执行 | 1 | 1 | 0.25 | 31.25% | 13.71% | 26.48% | 0.2903% | 175 | 175 | 11.586 | 0.127 | 131.968 | 0.004842 | 0.017417 | 1.5889 | 45.393 | 0 | 5.2473 | 2026-07-31 | 2026-08-02 20:00 | 2026-08-02_89 | 15 | OK | 128 | 175 | 175 | 40 | 24 | 24 | 2026-08-02 | 零头寸，无结算现金 | 40.000000 MW × 66.224535 × 0.250000 h = 662.245345 EUR | 24.000000 MW × 7.127475 × 0.250000 h = 42.764850 EUR | 24.000000 MW × 2.593715 × 0.250000 h = 15.562289 EUR | 1.588937 MWh × 223.508852 = 355.141517 EUR | −(0.017417 MWh × 76.420254) = -1.331022 EUR | 0.000000 + 662.245345 + 42.764850 + 15.562289 + 355.141517 + -1.331022 = 1074.382979 EUR
2026-08-02 23:15 | 211.53 | 66.2245 | 7.1275 | 2.5937 | 224.4284 | 0 | 未模拟 | 45.393 | 33.5149 | 36 | 40 | 24 | 24 | 1.9278 | 0 | 1903.77 | 662.2453 | 42.7649 | 15.5623 | 432.6569 | 0 | 3056.9993 | 3056.9993 | 0 | 当日执行 | 1 | 1 | 0.25 | 31.25% | 13.71% | 32.13% | 0% | 175 | 175 | 14.057 | 0 | 131.968 | 0.032995 | 0 | 10.9278 | 33.5149 | 0 | 5.2473 | 2026-07-31 | 2026-08-02 20:15 | 2026-08-02_90 | 15 | OK | 128 | 175 | 175 | 40 | 24 | 24 | 2026-08-02 | 36.000000 MW × 211.530000 × 0.250000 h = 1903.770000 EUR | 40.000000 MW × 66.224535 × 0.250000 h = 662.245345 EUR | 24.000000 MW × 7.127475 × 0.250000 h = 42.764850 EUR | 24.000000 MW × 2.593715 × 0.250000 h = 15.562289 EUR | 1.927817 MWh × 224.428373 = 432.656864 EUR | 零下调激活电量 | 1903.770000 + 662.245345 + 42.764850 + 15.562289 + 432.656864 + 0.000000 = 3056.999349 EUR
2026-08-02 23:30 | 208.43 | 66.2245 | 7.1275 | 2.5937 | 211.8451 | 0 | 未模拟 | 33.5149 | 32.6598 | 0 | 40 | 24 | 24 | 0.78665 | 0 | 0 | 662.2453 | 42.7649 | 15.5623 | 166.6483 | 0 | 887.2208 | 887.2208 | 0 | 当日执行 | 1 | 1 | 0.25 | 31.25% | 13.71% | 13.11% | 0% | 175 | 175 | 5.736 | 0 | 131.968 | 0.0023752 | 0 | 0.78665 | 32.6598 | 0 | 5.2473 | 2026-07-31 | 2026-08-02 20:30 | 2026-08-02_91 | 15 | OK | 128 | 175 | 175 | 40 | 24 | 24 | 2026-08-02 | 零头寸，无结算现金 | 40.000000 MW × 66.224535 × 0.250000 h = 662.245345 EUR | 24.000000 MW × 7.127475 × 0.250000 h = 42.764850 EUR | 24.000000 MW × 2.593715 × 0.250000 h = 15.562289 EUR | 0.786651 MWh × 211.845139 = 166.648282 EUR | 零下调激活电量 | 0.000000 + 662.245345 + 42.764850 + 15.562289 + 166.648282 + 0.000000 = 887.220766 EUR
2026-08-02 23:45 | 183.75 | 66.2245 | 7.1275 | 2.5937 | 218.7485 | 76.4203 | 未模拟 | 32.6598 | 31.7391 | 0 | 40 | 24 | 24 | 0.85193 | 0.00576 | 0 | 662.2453 | 42.7649 | 15.5623 | 186.3587 | -0.44018 | 906.491 | 906.491 | 0 | 当日执行 | 1 | 1 | 0.25 | 31.25% | 13.71% | 14.2% | 0.096% | 175 | 175 | 6.212 | 0.042 | 131.968 | 0.002587 | 0.00576 | 0.85193 | 31.7391 | 0 | 5.2473 | 2026-07-31 | 2026-08-02 20:45 | 2026-08-02_92 | 15 | OK | 128 | 175 | 175 | 40 | 24 | 24 | 2026-08-02 | 零头寸，无结算现金 | 40.000000 MW × 66.224535 × 0.250000 h = 662.245345 EUR | 24.000000 MW × 7.127475 × 0.250000 h = 42.764850 EUR | 24.000000 MW × 2.593715 × 0.250000 h = 15.562289 EUR | 0.851931 MWh × 218.748499 = 186.358721 EUR | −(0.005760 MWh × 76.420254) = -0.440181 EUR | 0.000000 + 662.245345 + 42.764850 + 15.562289 + 186.358721 + -0.440181 = 906.491026 EUR
2026-08-03 | 228.39 | 66.2245 | 7.0665 | 2.7062 | 222.7706 | 0 | 未模拟 | 31.7391 | 30.753 | -0.55954 | 38 | 19 | 24 | 1.0303 | 0 | -31.9481 | 629.1331 | 33.5658 | 16.2369 | 229.5301 | 0 | 876.5178 | 876.5178 | 0 | 次日冻结计划复原 | 1 | 1 | 0.25 | 31.25% | 13.71% | 21.69% | 0% | 175 | 175 | 9.49 | 0 | 131.968 | 0.0032993 | 0.10954 | 1 | 30.753 | 0 | 5.2473 | 2026-07-31 | 2026-08-02 21:00 | 2026-08-02_93 | 15 | OK | 128 | 175 | 175 | 40 | 24 | 24 | 2026-08-02 | -0.559536 MW × 228.390000 × 0.250000 h = -31.948127 EUR | 38.000000 MW × 66.224535 × 0.250000 h = 629.133078 EUR | 19.000000 MW × 7.066491 × 0.250000 h = 33.565834 EUR | 24.000000 MW × 2.706154 × 0.250000 h = 16.236922 EUR | 1.030343 MWh × 222.770568 = 229.530063 EUR | 零下调激活电量 | -31.948127 + 629.133078 + 33.565834 + 16.236922 + 229.530063 + 0.000000 = 876.517770 EUR
2026-08-03 00:15 | 192.84 | 66.2245 | 7.0665 | 2.7062 | 173.7652 | 76.4203 | 未模拟 | 30.753 | 30.7197 | 0 | 38 | 19 | 24 | 0.048314 | 0.020983 | 0 | 629.1331 | 33.5658 | 16.2369 | 8.3953 | -1.6035 | 685.7277 | 685.7277 | 0 | 次日冻结计划复原 | 1 | 1 | 0.25 | 31.25% | 13.71% | 1.017% | 0.3497% | 175 | 175 | 0.445 | 0.153 | 131.968 | 0.0001995 | 0.020983 | 0.048314 | 30.7197 | 0 | 5.2473 | 2026-07-31 | 2026-08-02 21:15 | 2026-08-02_94 | 15 | OK | 128 | 175 | 175 | 40 | 24 | 24 | 2026-08-02 | 零头寸，无结算现金 | 38.000000 MW × 66.224535 × 0.250000 h = 629.133078 EUR | 19.000000 MW × 7.066491 × 0.250000 h = 33.565834 EUR | 24.000000 MW × 2.706154 × 0.250000 h = 16.236922 EUR | 0.048314 MWh × 173.765174 = 8.395340 EUR | −(0.020983 MWh × 76.420254) = -1.603515 EUR | 0.000000 + 629.133078 + 33.565834 + 16.236922 + 8.395340 + -1.603515 = 685.727659 EUR
2026-08-03 00:30 | 180.88 | 66.2245 | 7.0665 | 2.7062 | 187.9784 | 76.4203 | 未模拟 | 30.7197 | 34.6545 | -17.7553 | 38 | 19 | 24 | 0.16948 | 0.0096 | -802.8936 | 629.1331 | 33.5658 | 16.2369 | 31.8586 | -0.73363 | -92.8328 | -92.8328 | 0 | 次日冻结计划复原 | 1 | 1 | 0.25 | 31.25% | 13.71% | 3.568% | 0.16% | 175 | 175 | 1.561 | 0.07 | 131.968 | 0.010997 | 4.29 | 0.011103 | 34.6545 | 0 | 5.2473 | 2026-07-31 | 2026-08-02 21:30 | 2026-08-02_95 | 15 | OK | 128 | 175 | 175 | 40 | 24 | 24 | 2026-08-02 | -17.755277 MW × 180.880000 × 0.250000 h = -802.893619 EUR | 38.000000 MW × 66.224535 × 0.250000 h = 629.133078 EUR | 19.000000 MW × 7.066491 × 0.250000 h = 33.565834 EUR | 24.000000 MW × 2.706154 × 0.250000 h = 16.236922 EUR | 0.169480 MWh × 187.978389 = 31.858577 EUR | −(0.009600 MWh × 76.420254) = -0.733634 EUR | -802.893619 + 629.133078 + 33.565834 + 16.236922 + 31.858577 + -0.733634 = -92.832842 EUR
2026-08-03 00:45 | 183.55 | 66.2245 | 7.0665 | 2.7062 | 178.9873 | 76.4203 | 未模拟 | 34.6545 | 34.5856 | 0 | 38 | 19 | 24 | 0.065034 | 0.00192 | 0 | 629.1331 | 33.5658 | 16.2369 | 11.6403 | -0.14673 | 690.4294 | 690.4294 | 0 | 次日冻结计划复原 | 1 | 1 | 0.25 | 31.25% | 13.71% | 1.369% | 0.032% | 175 | 175 | 0.599 | 0.014 | 131.968 | 0.00020127 | 0.00192 | 0.065034 | 34.5856 | 0 | 5.2473 | 2026-07-31 | 2026-08-02 21:45 | 2026-08-02_96 | 15 | OK | 128 | 175 | 175 | 40 | 24 | 24 | 2026-08-02 | 零头寸，无结算现金 | 38.000000 MW × 66.224535 × 0.250000 h = 629.133078 EUR | 19.000000 MW × 7.066491 × 0.250000 h = 33.565834 EUR | 24.000000 MW × 2.706154 × 0.250000 h = 16.236922 EUR | 0.065034 MWh × 178.987289 = 11.640310 EUR | −(0.001920 MWh × 76.420254) = -0.146727 EUR | 0.000000 + 629.133078 + 33.565834 + 16.236922 + 11.640310 + -0.146727 = 690.429417 EUR
2026-08-03 01:00 | 198.08 | 66.2245 | 7.0665 | 2.7062 | 236.9327 | 0 | 未模拟 | 34.5856 | 32.8272 | 0 | 40 | 24 | 24 | 1.6177 | 0 | 0 | 662.2453 | 42.3989 | 16.2369 | 383.2948 | 0 | 1104.1761 | 1104.1761 | 0 | 次日冻结计划复原 | 1 | 1 | 0.25 | 31.25% | 13.71% | 26.96% | 0% | 175 | 175 | 11.796 | 0 | 119.936 | 0.0048845 | 0 | 1.6177 | 32.8272 | 0 | 5.2473 | 2026-07-31 | 2026-08-02 22:00 | 2026-08-03_1 | 15 | OK | 128 | 175 | 175 | 40 | 24 | 24 | 2026-08-02 | 零头寸，无结算现金 | 40.000000 MW × 66.224535 × 0.250000 h = 662.245345 EUR | 24.000000 MW × 7.066491 × 0.250000 h = 42.398948 EUR | 24.000000 MW × 2.706154 × 0.250000 h = 16.236922 EUR | 1.617737 MWh × 236.932708 = 383.294842 EUR | 零下调激活电量 | 0.000000 + 662.245345 + 42.398948 + 16.236922 + 383.294842 + 0.000000 = 1104.176058 EUR
2026-08-03 01:15 | 194.74 | 66.2245 | 7.0665 | 2.7062 | 186.4769 | 0 | 未模拟 | 32.8272 | 32.6246 | 0 | 40 | 24 | 24 | 0.18638 | 0 | 0 | 662.2453 | 42.3989 | 16.2369 | 34.755 | 0 | 755.6362 | 755.6362 | 0 | 次日冻结计划复原 | 1 | 1 | 0.25 | 31.25% | 13.71% | 3.106% | 0% | 175 | 175 | 1.359 | 0 | 119.936 | 0.00056273 | 0 | 0.18638 | 32.6246 | 0 | 5.2473 | 2026-07-31 | 2026-08-02 22:15 | 2026-08-03_2 | 15 | OK | 128 | 175 | 175 | 40 | 24 | 24 | 2026-08-02 | 零头寸，无结算现金 | 40.000000 MW × 66.224535 × 0.250000 h = 662.245345 EUR | 24.000000 MW × 7.066491 × 0.250000 h = 42.398948 EUR | 24.000000 MW × 2.706154 × 0.250000 h = 16.236922 EUR | 0.186377 MWh × 186.476855 = 34.755023 EUR | 零下调激活电量 | 0.000000 + 662.245345 + 42.398948 + 16.236922 + 34.755023 + 0.000000 = 755.636239 EUR
2026-08-03 01:30 | 187.51 | 66.2245 | 7.0665 | 2.7062 | 173.7244 | 76.4203 | 未模拟 | 32.6246 | 32.5677 | 0 | 40 | 24 | 24 | 0.053074 | 0.00082286 | 0 | 662.2453 | 42.3989 | 16.2369 | 9.2203 | -0.062883 | 730.0386 | 730.0386 | 0 | 次日冻结计划复原 | 1 | 1 | 0.25 | 31.25% | 13.71% | 0.8846% | 0.01371% | 175 | 175 | 0.387 | 0.006 | 119.936 | 0.00016235 | 0.00082286 | 0.053074 | 32.5677 | 0 | 5.2473 | 2026-07-31 | 2026-08-02 22:30 | 2026-08-03_3 | 15 | OK | 128 | 175 | 175 | 40 | 24 | 24 | 2026-08-02 | 零头寸，无结算现金 | 40.000000 MW × 66.224535 × 0.250000 h = 662.245345 EUR | 24.000000 MW × 7.066491 × 0.250000 h = 42.398948 EUR | 24.000000 MW × 2.706154 × 0.250000 h = 16.236922 EUR | 0.053074 MWh × 173.724392 = 9.220298 EUR | −(0.000823 MWh × 76.420254) = -0.062883 EUR | 0.000000 + 662.245345 + 42.398948 + 16.236922 + 9.220298 + -0.062883 = 730.038630 EUR
2026-08-03 01:45 | 182.42 | 66.2245 | 7.0665 | 2.7062 | 206.7137 | 0 | 未模拟 | 32.5677 | 32.249 | -2.5851 | 40 | 24 | 24 | 0.85426 | 0 | -117.8926 | 662.2453 | 42.3989 | 16.2369 | 176.5879 | 0 | 779.5765 | 779.5765 | 0 | 次日冻结计划复原 | 1 | 1 | 0.25 | 31.25% | 13.71% | 14.24% | 0% | 175 | 175 | 6.229 | 0 | 119.936 | 0.0037179 | 0.55426 | 0.76225 | 32.249 | 0 | 5.2473 | 2026-07-31 | 2026-08-02 22:45 | 2026-08-03_4 | 15 | OK | 128 | 175 | 175 | 40 | 24 | 24 | 2026-08-02 | -2.585081 MW × 182.420000 × 0.250000 h = -117.892628 EUR | 40.000000 MW × 66.224535 × 0.250000 h = 662.245345 EUR | 24.000000 MW × 7.066491 × 0.250000 h = 42.398948 EUR | 24.000000 MW × 2.706154 × 0.250000 h = 16.236922 EUR | 0.854263 MWh × 206.713738 = 176.587869 EUR | 零下调激活电量 | -117.892628 + 662.245345 + 42.398948 + 16.236922 + 176.587869 + 0.000000 = 779.576456 EUR
2026-08-03 02:00 | 179.95 | 66.2245 | 7.0665 | 2.7062 | 179.62 | 0 | 未模拟 | 32.249 | 31.7925 | -0.25212 | 40 | 24 | 24 | 0.4741 | 0 | -11.3422 | 662.2453 | 42.3989 | 16.2369 | 85.1584 | 0 | 794.6974 | 794.6974 | 0 | 次日冻结计划复原 | 1 | 1 | 0.25 | 31.25% | 13.71% | 7.902% | 0% | 175 | 175 | 3.457 | 0 | 119.936 | 0.0015648 | 0.058049 | 0.46912 | 31.7925 | 0 | 5.2473 | 2026-07-31 | 2026-08-02 23:00 | 2026-08-03_5 | 15 | OK | 128 | 175 | 175 | 40 | 24 | 24 | 2026-08-02 | -0.252119 MW × 179.950000 × 0.250000 h = -11.342196 EUR | 40.000000 MW × 66.224535 × 0.250000 h = 662.245345 EUR | 24.000000 MW × 7.066491 × 0.250000 h = 42.398948 EUR | 24.000000 MW × 2.706154 × 0.250000 h = 16.236922 EUR | 0.474103 MWh × 179.619995 = 85.158353 EUR | 零下调激活电量 | -11.342196 + 662.245345 + 42.398948 + 16.236922 + 85.158353 + 0.000000 = 794.697372 EUR
2026-08-03 02:15 | 171.86 | 66.2245 | 7.0665 | 2.7062 | 168.0165 | 76.4203 | 未模拟 | 31.7925 | 31.7391 | 0 | 40 | 24 | 24 | 0.10752 | 0.068983 | 0 | 662.2453 | 42.3989 | 16.2369 | 18.0651 | -5.2717 | 733.6747 | 733.6747 | 0 | 次日冻结计划复原 | 1 | 1 | 0.25 | 31.25% | 13.71% | 1.792% | 1.15% | 175 | 175 | 0.784 | 0.503 | 119.936 | 0.00050093 | 0.068983 | 0.10752 | 31.7391 | 0 | 5.2473 | 2026-07-31 | 2026-08-02 23:15 | 2026-08-03_6 | 15 | OK | 128 | 175 | 175 | 40 | 24 | 24 | 2026-08-02 | 零头寸，无结算现金 | 40.000000 MW × 66.224535 × 0.250000 h = 662.245345 EUR | 24.000000 MW × 7.066491 × 0.250000 h = 42.398948 EUR | 24.000000 MW × 2.706154 × 0.250000 h = 16.236922 EUR | 0.107520 MWh × 168.016504 = 18.065134 EUR | −(0.068983 MWh × 76.420254) = -5.271687 EUR | 0.000000 + 662.245345 + 42.398948 + 16.236922 + 18.065134 + -5.271687 = 733.674662 EUR
2026-08-03 02:30 | 170.97 | 66.2245 | 7.0665 | 2.7062 | 170.2174 | 76.4203 | 未模拟 | 31.7391 | 31.8337 | -0.18545 | 40 | 24 | 24 | 0.024137 | 0.084891 | -7.9267 | 662.2453 | 42.3989 | 16.2369 | 4.1086 | -6.4874 | 710.5756 | 710.5756 | 0 | 次日冻结计划复原 | 1 | 1 | 0.25 | 31.25% | 13.71% | 0.4023% | 1.415% | 175 | 175 | 0.176 | 0.619 | 119.936 | 0.00040727 | 0.13107 | 0.023951 | 31.8337 | 0 | 5.2473 | 2026-07-31 | 2026-08-02 23:30 | 2026-08-03_7 | 15 | OK | 128 | 175 | 175 | 40 | 24 | 24 | 2026-08-02 | -0.185453 MW × 170.970000 × 0.250000 h = -7.926741 EUR | 40.000000 MW × 66.224535 × 0.250000 h = 662.245345 EUR | 24.000000 MW × 7.066491 × 0.250000 h = 42.398948 EUR | 24.000000 MW × 2.706154 × 0.250000 h = 16.236922 EUR | 0.024137 MWh × 170.217445 = 4.108563 EUR | −(0.084891 MWh × 76.420254) = -6.487425 EUR | -7.926741 + 662.245345 + 42.398948 + 16.236922 + 4.108563 + -6.487425 = 710.575612 EUR
2026-08-03 02:45 | 167.16 | 66.2245 | 7.0665 | 2.7062 | 182.5078 | 76.4203 | 未模拟 | 31.8337 | 31.8374 | -0.47502 | 40 | 24 | 24 | 0.33051 | 0.27456 | -19.8509 | 662.2453 | 42.3989 | 16.2369 | 60.3214 | -20.9819 | 740.3698 | 740.3698 | 0 | 次日冻结计划复原 | 1 | 1 | 0.25 | 31.25% | 13.71% | 5.509% | 4.576% | 175 | 175 | 2.41 | 2.002 | 119.936 | 0.0019666 | 0.38677 | 0.32397 | 31.8374 | 0 | 5.2473 | 2026-07-31 | 2026-08-02 23:45 | 2026-08-03_8 | 15 | OK | 128 | 175 | 175 | 40 | 24 | 24 | 2026-08-02 | -0.475017 MW × 167.160000 × 0.250000 h = -19.850941 EUR | 40.000000 MW × 66.224535 × 0.250000 h = 662.245345 EUR | 24.000000 MW × 7.066491 × 0.250000 h = 42.398948 EUR | 24.000000 MW × 2.706154 × 0.250000 h = 16.236922 EUR | 0.330514 MWh × 182.507766 = 60.321424 EUR | −(0.274560 MWh × 76.420254) = -20.981945 EUR | -19.850941 + 662.245345 + 42.398948 + 16.236922 + 60.321424 + -20.981945 = 740.369753 EUR
2026-08-03 03:00 | 168.99 | 66.2245 | 7.0665 | 4.2098 | 167.4103 | 0 | 未模拟 | 31.8374 | 31.7391 | 0 | 40 | 24 | 24 | 0.090377 | 0 | 0 | 662.2453 | 42.3989 | 25.2587 | 15.1301 | 0 | 745.0331 | 745.0331 | 0 | 次日冻结计划复原 | 1 | 1 | 0.25 | 31.25% | 13.71% | 1.506% | 0% | 175 | 175 | 0.659 | 0 | 119.936 | 0.00027288 | 0 | 0.090377 | 31.7391 | 0 | 5.2473 | 2026-07-31 | 2026-08-03 | 2026-08-03_9 | 15 | OK | 128 | 175 | 175 | 40 | 24 | 24 | 2026-08-02 | 零头寸，无结算现金 | 40.000000 MW × 66.224535 × 0.250000 h = 662.245345 EUR | 24.000000 MW × 7.066491 × 0.250000 h = 42.398948 EUR | 24.000000 MW × 4.209784 × 0.250000 h = 25.258704 EUR | 0.090377 MWh × 167.410287 = 15.130063 EUR | 零下调激活电量 | 0.000000 + 662.245345 + 42.398948 + 25.258704 + 15.130063 + 0.000000 = 745.033061 EUR
2026-08-03 03:15 | 165.88 | 66.2245 | 7.0665 | 4.2098 | 152.4594 | 76.397 | 未模拟 | 31.7391 | 32.317 | 0 | 40 | 24 | 24 | 0.00096 | 0.62921 | 0 | 662.2453 | 42.3989 | 25.2587 | 0.14636 | -48.0699 | 681.9795 | 681.9795 | 0 | 次日冻结计划复原 | 1 | 1 | 0.25 | 31.25% | 13.71% | 0.016% | 10.49% | 175 | 175 | 0.007 | 4.588 | 119.936 | 0.0016109 | 0.62921 | 0.00096 | 32.317 | 0 | 5.2473 | 2026-07-31 | 2026-08-03 00:15 | 2026-08-03_10 | 15 | OK | 128 | 175 | 175 | 40 | 24 | 24 | 2026-08-02 | 零头寸，无结算现金 | 40.000000 MW × 66.224535 × 0.250000 h = 662.245345 EUR | 24.000000 MW × 7.066491 × 0.250000 h = 42.398948 EUR | 24.000000 MW × 4.209784 × 0.250000 h = 25.258704 EUR | 0.000960 MWh × 152.459360 = 0.146361 EUR | −(0.629211 MWh × 76.397004) = -48.069868 EUR | 0.000000 + 662.245345 + 42.398948 + 25.258704 + 0.146361 + -48.069868 = 681.979491 EUR
2026-08-03 03:30 | 160.81 | 66.2245 | 7.0665 | 4.2098 | 152.4594 | 76.4203 | 未模拟 | 32.317 | 32.3902 | 0 | 40 | 24 | 24 | 0.00096 | 0.080777 | 0 | 662.2453 | 42.3989 | 25.2587 | 0.14636 | -6.173 | 723.8763 | 723.8763 | 0 | 次日冻结计划复原 | 1 | 1 | 0.25 | 31.25% | 13.71% | 0.016% | 1.346% | 175 | 175 | 0.007 | 0.589 | 119.936 | 0.00020933 | 0.080777 | 0.00096 | 32.3902 | 0 | 5.2473 | 2026-07-31 | 2026-08-03 00:30 | 2026-08-03_11 | 15 | OK | 128 | 175 | 175 | 40 | 24 | 24 | 2026-08-02 | 零头寸，无结算现金 | 40.000000 MW × 66.224535 × 0.250000 h = 662.245345 EUR | 24.000000 MW × 7.066491 × 0.250000 h = 42.398948 EUR | 24.000000 MW × 4.209784 × 0.250000 h = 25.258704 EUR | 0.000960 MWh × 152.459360 = 0.146361 EUR | −(0.080777 MWh × 76.420254) = -6.173010 EUR | 0.000000 + 662.245345 + 42.398948 + 25.258704 + 0.146361 + -6.173010 = 723.876349 EUR
2026-08-03 03:45 | 157.62 | 66.2245 | 7.0665 | 4.2098 | 0 | 74.472 | 未模拟 | 32.3902 | 33.002 | 0 | 40 | 24 | 24 | 0 | 0.66501 | 0 | 662.2453 | 42.3989 | 25.2587 | 0 | -49.5243 | 680.3787 | 680.3787 | 0 | 次日冻结计划复原 | 1 | 1 | 0.25 | 31.25% | 13.71% | 0% | 11.08% | 175 | 175 | 0 | 4.849 | 119.936 | 0.0016995 | 0.66501 | 0 | 33.002 | 0 | 5.2473 | 2026-07-31 | 2026-08-03 00:45 | 2026-08-03_12 | 15 | OK | 128 | 175 | 175 | 40 | 24 | 24 | 2026-08-02 | 零头寸，无结算现金 | 40.000000 MW × 66.224535 × 0.250000 h = 662.245345 EUR | 24.000000 MW × 7.066491 × 0.250000 h = 42.398948 EUR | 24.000000 MW × 4.209784 × 0.250000 h = 25.258704 EUR | 零上调激活电量 | −(0.665006 MWh × 74.472014) = -49.524315 EUR | 0.000000 + 662.245345 + 42.398948 + 25.258704 + 0.000000 + -49.524315 = 680.378683 EUR
2026-08-03 04:00 | 157.53 | 66.2245 | 7.0665 | 4.6519 | 0 | 61.6898 | 未模拟 | 33.002 | 33.4854 | 0 | 40 | 24 | 24 | 0 | 0.52539 | 0 | 662.2453 | 42.3989 | 27.9115 | 0 | -32.4115 | 700.1443 | 700.1443 | 0 | 次日冻结计划复原 | 1 | 1 | 0.25 | 31.25% | 13.71% | 0% | 8.757% | 175 | 175 | 0 | 3.831 | 119.936 | 0.0013427 | 0.52539 | 0 | 33.4854 | 0 | 5.2473 | 2026-07-31 | 2026-08-03 01:00 | 2026-08-03_13 | 15 | OK | 128 | 175 | 175 | 40 | 24 | 24 | 2026-08-02 | 零头寸，无结算现金 | 40.000000 MW × 66.224535 × 0.250000 h = 662.245345 EUR | 24.000000 MW × 7.066491 × 0.250000 h = 42.398948 EUR | 24.000000 MW × 4.651916 × 0.250000 h = 27.911497 EUR | 零上调激活电量 | −(0.525394 MWh × 61.689821) = -32.411480 EUR | 0.000000 + 662.245345 + 42.398948 + 27.911497 + 0.000000 + -32.411480 = 700.144311 EUR
2026-08-03 04:15 | 157.52 | 66.2245 | 7.0665 | 4.6519 | 0 | 68.4842 | 未模拟 | 33.4854 | 33.6413 | 0 | 40 | 24 | 24 | 0 | 0.16951 | 0 | 662.2453 | 42.3989 | 27.9115 | 0 | -11.6087 | 720.9471 | 720.9471 | 0 | 次日冻结计划复原 | 1 | 1 | 0.25 | 31.25% | 13.71% | 0% | 2.825% | 175 | 175 | 0 | 1.236 | 119.936 | 0.00043319 | 0.16951 | 0 | 33.6413 | 0 | 5.2473 | 2026-07-31 | 2026-08-03 01:15 | 2026-08-03_14 | 15 | OK | 128 | 175 | 175 | 40 | 24 | 24 | 2026-08-02 | 零头寸，无结算现金 | 40.000000 MW × 66.224535 × 0.250000 h = 662.245345 EUR | 24.000000 MW × 7.066491 × 0.250000 h = 42.398948 EUR | 24.000000 MW × 4.651916 × 0.250000 h = 27.911497 EUR | 零上调激活电量 | −(0.169509 MWh × 68.484173) = -11.608654 EUR | 0.000000 + 662.245345 + 42.398948 + 27.911497 + 0.000000 + -11.608654 = 720.947136 EUR
2026-08-03 04:30 | 151.34 | 66.2245 | 7.0665 | 4.6519 | 0 | 62.5167 | 未模拟 | 33.6413 | 42.2563 | -36 | 40 | 24 | 24 | 0 | 0.36411 | -1362.06 | 662.2453 | 42.3989 | 27.9115 | 0 | -22.7632 | -652.2674 | -652.2674 | 0 | 次日冻结计划复原 | 1 | 1 | 0.25 | 31.25% | 13.71% | 0% | 6.069% | 175 | 175 | 0 | 2.655 | 119.936 | 0.023931 | 9.3641 | 0 | 42.2563 | 0 | 5.2473 | 2026-07-31 | 2026-08-03 01:30 | 2026-08-03_15 | 15 | OK | 128 | 175 | 175 | 40 | 24 | 24 | 2026-08-02 | -36.000000 MW × 151.340000 × 0.250000 h = -1362.060000 EUR | 40.000000 MW × 66.224535 × 0.250000 h = 662.245345 EUR | 24.000000 MW × 7.066491 × 0.250000 h = 42.398948 EUR | 24.000000 MW × 4.651916 × 0.250000 h = 27.911497 EUR | 零上调激活电量 | −(0.364114 MWh × 62.516723) = -22.763232 EUR | -1362.060000 + 662.245345 + 42.398948 + 27.911497 + 0.000000 + -22.763232 = -652.267441 EUR
2026-08-03 04:45 | 150.22 | 66.2245 | 7.0665 | 4.6519 | 152.4594 | 65.7367 | 未模拟 | 42.2563 | 50.8648 | -36 | 40 | 24 | 24 | 0.00192 | 0.3589 | -1351.98 | 662.2453 | 42.3989 | 27.9115 | 0.29272 | -23.5931 | -642.7246 | -642.7246 | 0 | 次日冻结计划复原 | 1 | 1 | 0.25 | 31.25% | 13.71% | 0.032% | 5.982% | 175 | 175 | 0.014 | 2.617 | 119.936 | 0.023912 | 9.357 | 0 | 50.8648 | 0 | 5.2473 | 2026-07-31 | 2026-08-03 01:45 | 2026-08-03_16 | 15 | OK | 128 | 175 | 175 | 40 | 24 | 24 | 2026-08-02 | -36.000000 MW × 150.220000 × 0.250000 h = -1351.980000 EUR | 40.000000 MW × 66.224535 × 0.250000 h = 662.245345 EUR | 24.000000 MW × 7.066491 × 0.250000 h = 42.398948 EUR | 24.000000 MW × 4.651916 × 0.250000 h = 27.911497 EUR | 0.001920 MWh × 152.459360 = 0.292722 EUR | −(0.358903 MWh × 65.736665) = -23.593077 EUR | -1351.980000 + 662.245345 + 42.398948 + 27.911497 + 0.292722 + -23.593077 = -642.724564 EUR
2026-08-03 05:00 | 147.54 | 66.2245 | 7.0665 | 4.6481 | 0 | 59.1788 | 未模拟 | 50.8648 | 59.8146 | -36 | 40 | 24 | 24 | 0 | 0.72809 | -1327.86 | 662.2453 | 42.3989 | 27.8886 | 0 | -43.0876 | -638.4147 | -638.4147 | 0 | 次日冻结计划复原 | 1 | 1 | 0.25 | 31.25% | 13.71% | 0% | 12.13% | 175 | 175 | 0 | 5.309 | 119.936 | 0.024861 | 9.7281 | 0 | 59.8146 | 0 | 5.2473 | 2026-07-31 | 2026-08-03 02:00 | 2026-08-03_17 | 15 | OK | 128 | 175 | 175 | 40 | 24 | 24 | 2026-08-02 | -36.000000 MW × 147.540000 × 0.250000 h = -1327.860000 EUR | 40.000000 MW × 66.224535 × 0.250000 h = 662.245345 EUR | 24.000000 MW × 7.066491 × 0.250000 h = 42.398948 EUR | 24.000000 MW × 4.648105 × 0.250000 h = 27.888628 EUR | 零上调激活电量 | −(0.728091 MWh × 59.178816) = -43.087589 EUR | -1327.860000 + 662.245345 + 42.398948 + 27.888628 + 0.000000 + -43.087589 = -638.414667 EUR
2026-08-03 05:15 | 164.3 | 66.2245 | 7.0665 | 4.6481 | 0 | 64.1528 | 未模拟 | 59.8146 | 60.0693 | 0 | 40 | 24 | 24 | 0 | 0.27689 | 0 | 662.2453 | 42.3989 | 27.8886 | 0 | -17.7634 | 714.7696 | 714.7696 | 0 | 次日冻结计划复原 | 1 | 1 | 0.25 | 31.25% | 13.71% | 0% | 4.615% | 175 | 175 | 0 | 2.019 | 119.936 | 0.00070761 | 0.27689 | 0 | 60.0693 | 0 | 5.2473 | 2026-07-31 | 2026-08-03 02:15 | 2026-08-03_18 | 15 | OK | 128 | 175 | 175 | 40 | 24 | 24 | 2026-08-02 | 零头寸，无结算现金 | 40.000000 MW × 66.224535 × 0.250000 h = 662.245345 EUR | 24.000000 MW × 7.066491 × 0.250000 h = 42.398948 EUR | 24.000000 MW × 4.648105 × 0.250000 h = 27.888628 EUR | 零上调激活电量 | −(0.276891 MWh × 64.152802) = -17.763361 EUR | 0.000000 + 662.245345 + 42.398948 + 27.888628 + 0.000000 + -17.763361 = 714.769561 EUR
2026-08-03 05:30 | 168.24 | 66.2245 | 7.0665 | 4.6481 | 152.4594 | 76.4203 | 未模拟 | 60.0693 | 60.1019 | 0 | 40 | 24 | 24 | 0.0045257 | 0.040731 | 0 | 662.2453 | 42.3989 | 27.8886 | 0.68999 | -3.1127 | 730.1102 | 730.1102 | 0 | 次日冻结计划复原 | 1 | 1 | 0.25 | 31.25% | 13.71% | 0.07543% | 0.6789% | 175 | 175 | 0.033 | 0.297 | 119.936 | 0.00011776 | 0.040731 | 0.0045257 | 60.1019 | 0 | 5.2473 | 2026-07-31 | 2026-08-03 02:30 | 2026-08-03_19 | 15 | OK | 128 | 175 | 175 | 40 | 24 | 24 | 2026-08-02 | 零头寸，无结算现金 | 40.000000 MW × 66.224535 × 0.250000 h = 662.245345 EUR | 24.000000 MW × 7.066491 × 0.250000 h = 42.398948 EUR | 24.000000 MW × 4.648105 × 0.250000 h = 27.888628 EUR | 0.004526 MWh × 152.459360 = 0.689988 EUR | −(0.040731 MWh × 76.420254) = -3.112706 EUR | 0.000000 + 662.245345 + 42.398948 + 27.888628 + 0.689988 + -3.112706 = 730.110203 EUR
2026-08-03 05:45 | 170.88 | 66.2245 | 7.0665 | 4.6481 | 165.2778 | 65.1036 | 未模拟 | 60.1019 | 60.2781 | 0 | 40 | 24 | 24 | 0.02304 | 0.21874 | 0 | 662.2453 | 42.3989 | 27.8886 | 3.808 | -14.2409 | 722.1 | 722.1 | 0 | 次日冻结计划复原 | 1 | 1 | 0.25 | 31.25% | 13.71% | 0.384% | 3.646% | 175 | 175 | 0.168 | 1.595 | 119.936 | 0.00062857 | 0.21874 | 0.02304 | 60.2781 | 0 | 5.2473 | 2026-07-31 | 2026-08-03 02:45 | 2026-08-03_20 | 15 | OK | 128 | 175 | 175 | 40 | 24 | 24 | 2026-08-02 | 零头寸，无结算现金 | 40.000000 MW × 66.224535 × 0.250000 h = 662.245345 EUR | 24.000000 MW × 7.066491 × 0.250000 h = 42.398948 EUR | 24.000000 MW × 4.648105 × 0.250000 h = 27.888628 EUR | 0.023040 MWh × 165.277762 = 3.808000 EUR | −(0.218743 MWh × 65.103577) = -14.240942 EUR | 0.000000 + 662.245345 + 42.398948 + 27.888628 + 3.808000 + -14.240942 = 722.099979 EUR
2026-08-03 06:00 | 169.51 | 66.2245 | 6.9922 | 2.8376 | 0 | 31.8737 | 未模拟 | 60.2781 | 61.7244 | 0 | 40 | 24 | 24 | 0 | 1.5721 | 0 | 662.2453 | 41.953 | 17.0259 | 0 | -50.1077 | 671.1166 | 671.1166 | 0 | 次日冻结计划复原 | 1 | 1 | 0.25 | 31.25% | 13.71% | 0% | 26.2% | 175 | 175 | 0 | 11.463 | 128 | 0.0040175 | 1.5721 | 0 | 61.7244 | 0 | 5.2473 | 2026-07-31 | 2026-08-03 03:00 | 2026-08-03_21 | 15 | OK | 128 | 175 | 175 | 40 | 24 | 24 | 2026-08-02 | 零头寸，无结算现金 | 40.000000 MW × 66.224535 × 0.250000 h = 662.245345 EUR | 24.000000 MW × 6.992167 × 0.250000 h = 41.953004 EUR | 24.000000 MW × 2.837650 × 0.250000 h = 17.025899 EUR | 零上调激活电量 | −(1.572069 MWh × 31.873726) = -50.107682 EUR | 0.000000 + 662.245345 + 41.953004 + 17.025899 + 0.000000 + -50.107682 = 671.116566 EUR
2026-08-03 06:15 | 173.81 | 66.2245 | 6.9922 | 2.8376 | 0 | 43.417 | 未模拟 | 61.7244 | 57.6445 | 24 | 40 | 24 | 24 | 0 | 2.2465 | 1042.86 | 662.2453 | 41.953 | 17.0259 | 0 | -97.5379 | 1666.5464 | 1666.5464 | 0 | 次日冻结计划复原 | 1 | 1 | 0.25 | 31.25% | 13.71% | 0% | 37.44% | 175 | 175 | 0 | 16.381 | 128 | 0.011333 | 0 | 3.7535 | 57.6445 | 0 | 5.2473 | 2026-07-31 | 2026-08-03 03:15 | 2026-08-03_22 | 15 | OK | 128 | 175 | 175 | 40 | 24 | 24 | 2026-08-02 | 24.000000 MW × 173.810000 × 0.250000 h = 1042.860000 EUR | 40.000000 MW × 66.224535 × 0.250000 h = 662.245345 EUR | 24.000000 MW × 6.992167 × 0.250000 h = 41.953004 EUR | 24.000000 MW × 2.837650 × 0.250000 h = 17.025899 EUR | 零上调激活电量 | −(2.246537 MWh × 43.416995) = -97.537893 EUR | 1042.860000 + 662.245345 + 41.953004 + 17.025899 + 0.000000 + -97.537893 = 1666.546356 EUR
2026-08-03 06:30 | 176.3 | 66.2245 | 6.9922 | 2.8376 | 0 | 56.0633 | 未模拟 | 57.6445 | 58.4938 | 0 | 40 | 24 | 24 | 0 | 0.92311 | 0 | 662.2453 | 41.953 | 17.0259 | 0 | -51.7525 | 669.4717 | 669.4717 | 0 | 次日冻结计划复原 | 1 | 1 | 0.25 | 31.25% | 13.71% | 0% | 15.39% | 175 | 175 | 0 | 6.731 | 128 | 0.0023591 | 0.92311 | 0 | 58.4938 | 0 | 5.2473 | 2026-07-31 | 2026-08-03 03:30 | 2026-08-03_23 | 15 | OK | 128 | 175 | 175 | 40 | 24 | 24 | 2026-08-02 | 零头寸，无结算现金 | 40.000000 MW × 66.224535 × 0.250000 h = 662.245345 EUR | 24.000000 MW × 6.992167 × 0.250000 h = 41.953004 EUR | 24.000000 MW × 2.837650 × 0.250000 h = 17.025899 EUR | 零上调激活电量 | −(0.923109 MWh × 56.063309) = -51.752521 EUR | 0.000000 + 662.245345 + 41.953004 + 17.025899 + 0.000000 + -51.752521 = 669.471728 EUR
2026-08-03 06:45 | 181.56 | 66.2245 | 6.9922 | 2.8376 | 0 | 2.6793 | 未模拟 | 58.4938 | 55.5831 | 24 | 40 | 24 | 24 | 0 | 3.3221 | 1089.36 | 662.2453 | 41.953 | 17.0259 | 0 | -8.901 | 1801.6833 | 1801.6833 | 0 | 次日冻结计划复原 | 1 | 1 | 0.25 | 31.25% | 13.71% | 0% | 55.37% | 175 | 175 | 0 | 24.224 | 128 | 0.0080853 | 0 | 2.6779 | 55.5831 | 0 | 5.2473 | 2026-07-31 | 2026-08-03 03:45 | 2026-08-03_24 | 15 | OK | 128 | 175 | 175 | 40 | 24 | 24 | 2026-08-02 | 24.000000 MW × 181.560000 × 0.250000 h = 1089.360000 EUR | 40.000000 MW × 66.224535 × 0.250000 h = 662.245345 EUR | 24.000000 MW × 6.992167 × 0.250000 h = 41.953004 EUR | 24.000000 MW × 2.837650 × 0.250000 h = 17.025899 EUR | 零上调激活电量 | −(3.322149 MWh × 2.679283) = -8.900975 EUR | 1089.360000 + 662.245345 + 41.953004 + 17.025899 + 0.000000 + -8.900975 = 1801.683274 EUR
2026-08-03 07:00 | 182.39 | 66.2245 | 6.5748 | 2.6071 | 0 | -30.91 | 未模拟 | 55.5831 | 39.2788 | 60 | 40 | 0 | 0 | 0 | 0 | 2735.85 | 662.2453 | 0 | 0 | 0 | 0 | 3398.0953 | 3398.0953 | 0 | 次日冻结计划复原 | 0 | 1 | 0.25 | 31.25% | 13.71% | 0% | 0% | 175 | 175 | 0 | 44.982 | 128 | 0.04529 | 0 | 15 | 39.2788 | 0 | 5.2473 | 2026-07-31 | 2026-08-03 04:00 | 2026-08-03_25 | 15 | ALPHA_OUTSIDE_SIMPLEX | 128 | 175 | 175 | 40 | 0 | 0 | 2026-08-02 | 60.000000 MW × 182.390000 × 0.250000 h = 2735.850000 EUR | 40.000000 MW × 66.224535 × 0.250000 h = 662.245345 EUR | 零头寸，无结算现金 | 零头寸，无结算现金 | 零上调激活电量 | 零下调激活电量 | 2735.850000 + 662.245345 + 0.000000 + 0.000000 + 0.000000 + 0.000000 = 3398.095345 EUR
2026-08-03 07:15 | 182.3 | 66.2245 | 6.5748 | 2.6071 | 0 | -53.9041 | 未模拟 | 39.2788 | 31.7391 | 27.7458 | 40 | 0 | 0 | 0 | 0 | 1264.5152 | 662.2453 | 0 | 0 | 0 | 0 | 1926.7605 | 1926.7605 | 0 | 次日冻结计划复原 | 0 | 1 | 0.25 | 31.25% | 13.71% | 0% | 0% | 175 | 175 | 0 | 56.985 | 128 | 0.020943 | 0 | 6.9365 | 31.7391 | 0 | 5.2473 | 2026-07-31 | 2026-08-03 04:15 | 2026-08-03_26 | 15 | ALPHA_OUTSIDE_SIMPLEX | 128 | 175 | 175 | 40 | 0 | 0 | 2026-08-02 | 27.745808 MW × 182.300000 × 0.250000 h = 1264.515204 EUR | 40.000000 MW × 66.224535 × 0.250000 h = 662.245345 EUR | 零头寸，无结算现金 | 零头寸，无结算现金 | 零上调激活电量 | 零下调激活电量 | 1264.515204 + 662.245345 + 0.000000 + 0.000000 + 0.000000 + 0.000000 = 1926.760549 EUR
2026-08-03 07:30 | 177.73 | 66.2245 | 6.5748 | 2.6071 | 0 | -25.4727 | 未模拟 | 31.7391 | 31.7391 | 0 | 40 | 0 | 0 | 0 | 0 | 0 | 662.2453 | 0 | 0 | 0 | 0 | 662.2453 | 662.2453 | 0 | 次日冻结计划复原 | 0 | 1 | 0.25 | 31.25% | 13.71% | 0% | 0% | 175 | 175 | 0 | 37.88 | 128 | 0 | 0 | 0 | 31.7391 | 0 | 5.2473 | 2026-07-31 | 2026-08-03 04:30 | 2026-08-03_27 | 15 | OTHER_QH_IN_SAME_HOUR_INVALID | 128 | 175 | 175 | 40 | 0 | 0 | 2026-08-02 | 零头寸，无结算现金 | 40.000000 MW × 66.224535 × 0.250000 h = 662.245345 EUR | 零头寸，无结算现金 | 零头寸，无结算现金 | 零上调激活电量 | 零下调激活电量 | 0.000000 + 662.245345 + 0.000000 + 0.000000 + 0.000000 + 0.000000 = 662.245345 EUR
2026-08-03 07:45 | 170.1 | 66.2245 | 6.5748 | 2.6071 | 0 | 60.5851 | 未模拟 | 31.7391 | 31.7391 | 0 | 40 | 0 | 0 | 0 | 0 | 0 | 662.2453 | 0 | 0 | 0 | 0 | 662.2453 | 662.2453 | 0 | 次日冻结计划复原 | 0 | 1 | 0.25 | 31.25% | 13.71% | 0% | 0% | 175 | 175 | 0 | 1.818 | 128 | 0 | 0 | 0 | 31.7391 | 0 | 5.2473 | 2026-07-31 | 2026-08-03 04:45 | 2026-08-03_28 | 15 | OTHER_QH_IN_SAME_HOUR_INVALID | 128 | 175 | 175 | 40 | 0 | 0 | 2026-08-02 | 零头寸，无结算现金 | 40.000000 MW × 66.224535 × 0.250000 h = 662.245345 EUR | 零头寸，无结算现金 | 零头寸，无结算现金 | 零上调激活电量 | 零下调激活电量 | 0.000000 + 662.245345 + 0.000000 + 0.000000 + 0.000000 + 0.000000 = 662.245345 EUR
2026-08-03 08:00 | 174.48 | 66.2245 | 6.6815 | 2.628 | 158.5457 | 62.2497 | 未模拟 | 31.7391 | 31.8575 | 0 | 40 | 24 | 24 | 0.026194 | 0.15963 | 0 | 662.2453 | 40.0892 | 15.7681 | 4.153 | -9.9372 | 712.3184 | 712.3184 | 0 | 次日冻结计划复原 | 1 | 1 | 0.25 | 31.25% | 13.71% | 0.4366% | 2.661% | 175 | 175 | 0.191 | 1.164 | 128 | 0.00048704 | 0.15963 | 0.026194 | 31.8575 | 0 | 5.2473 | 2026-07-31 | 2026-08-03 05:00 | 2026-08-03_29 | 15 | OK | 128 | 175 | 175 | 40 | 24 | 24 | 2026-08-02 | 零头寸，无结算现金 | 40.000000 MW × 66.224535 × 0.250000 h = 662.245345 EUR | 24.000000 MW × 6.681531 × 0.250000 h = 40.089189 EUR | 24.000000 MW × 2.628018 × 0.250000 h = 15.768109 EUR | 0.026194 MWh × 158.545728 = 4.152992 EUR | −(0.159634 MWh × 62.249728) = -9.937191 EUR | 0.000000 + 662.245345 + 40.089189 + 15.768109 + 4.152992 + -9.937191 = 712.318444 EUR
2026-08-03 08:15 | 167.23 | 66.2245 | 6.6815 | 2.628 | 0 | 37.8459 | 未模拟 | 31.8575 | 33.1141 | 0 | 40 | 24 | 24 | 0 | 1.3658 | 0 | 662.2453 | 40.0892 | 15.7681 | 0 | -51.6902 | 666.4124 | 666.4124 | 0 | 次日冻结计划复原 | 1 | 1 | 0.25 | 31.25% | 13.71% | 0% | 22.76% | 175 | 175 | 0 | 9.959 | 128 | 0.0034904 | 1.3658 | 0 | 33.1141 | 0 | 5.2473 | 2026-07-31 | 2026-08-03 05:15 | 2026-08-03_30 | 15 | OK | 128 | 175 | 175 | 40 | 24 | 24 | 2026-08-02 | 零头寸，无结算现金 | 40.000000 MW × 66.224535 × 0.250000 h = 662.245345 EUR | 24.000000 MW × 6.681531 × 0.250000 h = 40.089189 EUR | 24.000000 MW × 2.628018 × 0.250000 h = 15.768109 EUR | 零上调激活电量 | −(1.365806 MWh × 37.845940) = -51.690201 EUR | 0.000000 + 662.245345 + 40.089189 + 15.768109 + 0.000000 + -51.690201 = 666.412442 EUR
2026-08-03 08:30 | 161.83 | 66.2245 | 6.6815 | 2.628 | 0 | 33.2076 | 未模拟 | 33.1141 | 35.7499 | 0 | 40 | 24 | 24 | 0 | 2.8651 | 0 | 662.2453 | 40.0892 | 15.7681 | 0 | -95.1414 | 622.9613 | 622.9613 | 0 | 次日冻结计划复原 | 1 | 1 | 0.25 | 31.25% | 13.71% | 0% | 47.75% | 175 | 175 | 0 | 20.891 | 128 | 0.0073218 | 2.8651 | 0 | 35.7499 | 0 | 5.2473 | 2026-07-31 | 2026-08-03 05:30 | 2026-08-03_31 | 15 | OK | 128 | 175 | 175 | 40 | 24 | 24 | 2026-08-02 | 零头寸，无结算现金 | 40.000000 MW × 66.224535 × 0.250000 h = 662.245345 EUR | 24.000000 MW × 6.681531 × 0.250000 h = 40.089189 EUR | 24.000000 MW × 2.628018 × 0.250000 h = 15.768109 EUR | 零上调激活电量 | −(2.865051 MWh × 33.207554) = -95.141351 EUR | 0.000000 + 662.245345 + 40.089189 + 15.768109 + 0.000000 + -95.141351 = 622.961292 EUR
2026-08-03 08:45 | 155.63 | 66.2245 | 6.6815 | 2.628 | 0 | 57.4595 | 未模拟 | 35.7499 | 36.5699 | 0 | 40 | 24 | 24 | 0 | 0.89129 | 0 | 662.2453 | 40.0892 | 15.7681 | 0 | -51.2131 | 666.8895 | 666.8895 | 0 | 次日冻结计划复原 | 1 | 1 | 0.25 | 31.25% | 13.71% | 0% | 14.85% | 175 | 175 | 0 | 6.499 | 128 | 0.0022777 | 0.89129 | 0 | 36.5699 | 0 | 5.2473 | 2026-07-31 | 2026-08-03 05:45 | 2026-08-03_32 | 15 | OK | 128 | 175 | 175 | 40 | 24 | 24 | 2026-08-02 | 零头寸，无结算现金 | 40.000000 MW × 66.224535 × 0.250000 h = 662.245345 EUR | 24.000000 MW × 6.681531 × 0.250000 h = 40.089189 EUR | 24.000000 MW × 2.628018 × 0.250000 h = 15.768109 EUR | 零上调激活电量 | −(0.891291 MWh × 57.459455) = -51.213120 EUR | 0.000000 + 662.245345 + 40.089189 + 15.768109 + 0.000000 + -51.213120 = 666.889523 EUR
2026-08-03 09:00 | 167.27 | 66.2245 | 7.1542 | 2.325 | 180.5995 | 76.2297 | 未模拟 | 36.5699 | 34.935 | 0 | 40 | 24 | 24 | 1.5043 | 0.00027429 | 0 | 662.2453 | 42.9249 | 13.95 | 271.6795 | -0.020909 | 990.7789 | 990.7789 | 0 | 次日冻结计划复原 | 1 | 1 | 0.25 | 31.25% | 13.71% | 25.07% | 0.004571% | 175 | 175 | 10.969 | 0.002 | 91.904 | 0.0045427 | 0.00027429 | 1.5043 | 34.935 | 0 | 5.2473 | 2026-07-31 | 2026-08-03 06:00 | 2026-08-03_33 | 15 | OK | 128 | 175 | 175 | 40 | 24 | 24 | 2026-08-02 | 零头寸，无结算现金 | 40.000000 MW × 66.224535 × 0.250000 h = 662.245345 EUR | 24.000000 MW × 7.154155 × 0.250000 h = 42.924933 EUR | 24.000000 MW × 2.325005 × 0.250000 h = 13.950031 EUR | 1.504320 MWh × 180.599546 = 271.679510 EUR | −(0.000274 MWh × 76.229680) = -0.020909 EUR | 0.000000 + 662.245345 + 42.924933 + 13.950031 + 271.679510 + -0.020909 = 990.778910 EUR
2026-08-03 09:15 | 156.95 | 66.2245 | 7.1542 | 2.325 | 172.2223 | 0 | 未模拟 | 34.935 | 33.41 | -1.7882 | 40 | 24 | 24 | 1.8021 | 0 | -70.1656 | 662.2453 | 42.9249 | 13.95 | 310.3544 | 0 | 959.3091 | 959.3091 | 0 | 次日冻结计划复原 | 1 | 1 | 0.25 | 31.25% | 13.71% | 30.03% | 0% | 175 | 175 | 13.14 | 0 | 91.904 | 0.0058349 | 0.31279 | 1.6678 | 33.41 | 0 | 5.2473 | 2026-07-31 | 2026-08-03 06:15 | 2026-08-03_34 | 15 | OK | 128 | 175 | 175 | 40 | 24 | 24 | 2026-08-02 | -1.788229 MW × 156.950000 × 0.250000 h = -70.165619 EUR | 40.000000 MW × 66.224535 × 0.250000 h = 662.245345 EUR | 24.000000 MW × 7.154155 × 0.250000 h = 42.924933 EUR | 24.000000 MW × 2.325005 × 0.250000 h = 13.950031 EUR | 1.802057 MWh × 172.222286 = 310.354400 EUR | 零下调激活电量 | -70.165619 + 662.245345 + 42.924933 + 13.950031 + 310.354400 + 0.000000 = 959.309091 EUR
2026-08-03 09:30 | 150.23 | 66.2245 | 7.1542 | 2.325 | 207.8745 | 0 | 未模拟 | 33.41 | 32.8909 | -8.1966 | 40 | 24 | 24 | 2.3344 | 0 | -307.8435 | 662.2453 | 42.9249 | 13.95 | 485.2718 | 0 | 896.5486 | 896.5486 | 0 | 次日冻结计划复原 | 1 | 1 | 0.25 | 31.25% | 13.71% | 38.91% | 0% | 175 | 175 | 17.022 | 0 | 91.904 | 0.0078405 | 1.2519 | 1.5372 | 32.8909 | 0 | 5.2473 | 2026-07-31 | 2026-08-03 06:30 | 2026-08-03_35 | 15 | OK | 128 | 175 | 175 | 40 | 24 | 24 | 2026-08-02 | -8.196593 MW × 150.230000 × 0.250000 h = -307.843535 EUR | 40.000000 MW × 66.224535 × 0.250000 h = 662.245345 EUR | 24.000000 MW × 7.154155 × 0.250000 h = 42.924933 EUR | 24.000000 MW × 2.325005 × 0.250000 h = 13.950031 EUR | 2.334446 MWh × 207.874526 = 485.271796 EUR | 零下调激活电量 | -307.843535 + 662.245345 + 42.924933 + 13.950031 + 485.271796 + 0.000000 = 896.548571 EUR
2026-08-03 09:45 | 125.55 | 66.2245 | 7.1542 | 2.325 | 152.5983 | 40.6337 | 未模拟 | 32.8909 | 40.9262 | -36 | 40 | 24 | 24 | 0.35191 | 0.085989 | -1129.95 | 662.2453 | 42.9249 | 13.95 | 53.7006 | -3.494 | -360.6231 | -360.6231 | 0 | 次日冻结计划复原 | 1 | 1 | 0.25 | 31.25% | 13.71% | 5.865% | 1.433% | 175 | 175 | 2.566 | 0.627 | 91.904 | 0.02232 | 8.7341 | 0 | 40.9262 | 0 | 5.2473 | 2026-07-31 | 2026-08-03 06:45 | 2026-08-03_36 | 15 | OK | 128 | 175 | 175 | 40 | 24 | 24 | 2026-08-02 | -36.000000 MW × 125.550000 × 0.250000 h = -1129.950000 EUR | 40.000000 MW × 66.224535 × 0.250000 h = 662.245345 EUR | 24.000000 MW × 7.154155 × 0.250000 h = 42.924933 EUR | 24.000000 MW × 2.325005 × 0.250000 h = 13.950031 EUR | 0.351909 MWh × 152.598289 = 53.700646 EUR | −(0.085989 MWh × 40.633659) = -3.494030 EUR | -1129.950000 + 662.245345 + 42.924933 + 13.950031 + 53.700646 + -3.494030 = -360.623075 EUR
2026-08-03 10:00 | 163.11 | 66.2245 | 5.7744 | 2.9139 | 156.4304 | -5.9013 | 未模拟 | 40.9262 | 31.7391 | 36 | 40 | 24 | 24 | 0.18638 | 0.73426 | 1467.99 | 662.2453 | 34.6464 | 17.4833 | 29.155 | 4.3331 | 2215.8532 | 2215.8532 | 0 | 次日冻结计划复原 | 1 | 1 | 0.25 | 31.25% | 13.71% | 3.106% | 12.24% | 175 | 175 | 1.359 | 5.354 | 91.904 | 0.02552 | 0 | 8.4521 | 31.7391 | 0 | 5.2473 | 2026-07-31 | 2026-08-03 07:00 | 2026-08-03_37 | 15 | OK | 128 | 175 | 175 | 40 | 24 | 24 | 2026-08-02 | 36.000000 MW × 163.110000 × 0.250000 h = 1467.990000 EUR | 40.000000 MW × 66.224535 × 0.250000 h = 662.245345 EUR | 24.000000 MW × 5.774398 × 0.250000 h = 34.646390 EUR | 24.000000 MW × 2.913880 × 0.250000 h = 17.483277 EUR | 0.186377 MWh × 156.430355 = 29.155043 EUR | −(0.734263 MWh × -5.901321) = 4.333121 EUR | 1467.990000 + 662.245345 + 34.646390 + 17.483277 + 29.155043 + 4.333121 = 2215.853175 EUR
2026-08-03 10:15 | 134.68 | 66.2245 | 5.7744 | 2.9139 | 0 | -5.2799 | 未模拟 | 31.7391 | 31.7391 | 8.9013 | 40 | 24 | 24 | 0 | 2.4634 | 299.7063 | 662.2453 | 34.6464 | 17.4833 | 0 | 13.0062 | 1027.0875 | 1027.0875 | 0 | 次日冻结计划复原 | 1 | 1 | 0.25 | 31.25% | 13.71% | 0% | 41.06% | 175 | 175 | 0 | 17.962 | 91.904 | 0.0079209 | 1.5497 | 1.3117 | 31.7391 | 0 | 5.2473 | 2026-07-31 | 2026-08-03 07:15 | 2026-08-03_38 | 15 | OK | 128 | 175 | 175 | 40 | 24 | 24 | 2026-08-02 | 8.901285 MW × 134.680000 × 0.250000 h = 299.706251 EUR | 40.000000 MW × 66.224535 × 0.250000 h = 662.245345 EUR | 24.000000 MW × 5.774398 × 0.250000 h = 34.646390 EUR | 24.000000 MW × 2.913880 × 0.250000 h = 17.483277 EUR | 零上调激活电量 | −(2.463360 MWh × -5.279858) = 13.006192 EUR | 299.706251 + 662.245345 + 34.646390 + 17.483277 + 0.000000 + 13.006192 = 1027.087455 EUR
2026-08-03 10:30 | 79.64 | 66.2245 | 5.7744 | 2.9139 | 0 | 2.1114 | 未模拟 | 31.7391 | 34.3437 | 0 | 40 | 24 | 24 | 0 | 2.831 | 0 | 662.2453 | 34.6464 | 17.4833 | 0 | -5.9774 | 708.3976 | 708.3976 | 0 | 次日冻结计划复原 | 1 | 1 | 0.25 | 31.25% | 13.71% | 0% | 47.18% | 175 | 175 | 0 | 20.643 | 91.904 | 0.0072349 | 2.831 | 0 | 34.3437 | 0 | 5.2473 | 2026-07-31 | 2026-08-03 07:30 | 2026-08-03_39 | 15 | OK | 128 | 175 | 175 | 40 | 24 | 24 | 2026-08-02 | 零头寸，无结算现金 | 40.000000 MW × 66.224535 × 0.250000 h = 662.245345 EUR | 24.000000 MW × 5.774398 × 0.250000 h = 34.646390 EUR | 24.000000 MW × 2.913880 × 0.250000 h = 17.483277 EUR | 零上调激活电量 | −(2.831040 MWh × 2.111372) = -5.977377 EUR | 0.000000 + 662.245345 + 34.646390 + 17.483277 + 0.000000 + -5.977377 = 708.397635 EUR
2026-08-03 10:45 | 38.11 | 66.2245 | 5.7744 | 2.9139 | 0 | -26.5603 | 未模拟 | 34.3437 | 46.7019 | -36 | 40 | 24 | 24 | 0 | 4.4329 | -342.99 | 662.2453 | 34.6464 | 17.4833 | 0 | 117.7384 | 489.1234 | 489.1234 | 0 | 次日冻结计划复原 | 1 | 1 | 0.25 | 31.25% | 13.71% | 0% | 73.88% | 175 | 175 | 0 | 32.323 | 91.904 | 0.034328 | 13.4329 | 0 | 46.7019 | 0 | 5.2473 | 2026-07-31 | 2026-08-03 07:45 | 2026-08-03_40 | 15 | OK | 128 | 175 | 175 | 40 | 24 | 24 | 2026-08-02 | -36.000000 MW × 38.110000 × 0.250000 h = -342.990000 EUR | 40.000000 MW × 66.224535 × 0.250000 h = 662.245345 EUR | 24.000000 MW × 5.774398 × 0.250000 h = 34.646390 EUR | 24.000000 MW × 2.913880 × 0.250000 h = 17.483277 EUR | 零上调激活电量 | −(4.432869 MWh × -26.560326) = 117.738436 EUR | -342.990000 + 662.245345 + 34.646390 + 17.483277 + 0.000000 + 117.738436 = 489.123447 EUR
2026-08-03 11:00 | 66.99 | 66.2245 | 5.1779 | 3.0073 | 0 | -198.5223 | 未模拟 | 46.7019 | 58.8317 | -36 | 40 | 24 | 24 | 0 | 4.1845 | -602.91 | 662.2453 | 31.0674 | 18.0436 | 0 | 830.7171 | 939.1634 | 939.1634 | 0 | 次日冻结计划复原 | 1 | 1 | 0.25 | 31.25% | 13.71% | 0% | 69.74% | 175 | 175 | 0 | 30.512 | 91.904 | 0.033694 | 13.1845 | 0 | 58.8317 | 0 | 5.2473 | 2026-07-31 | 2026-08-03 08:00 | 2026-08-03_41 | 15 | OK | 128 | 175 | 175 | 40 | 24 | 24 | 2026-08-02 | -36.000000 MW × 66.990000 × 0.250000 h = -602.910000 EUR | 40.000000 MW × 66.224535 × 0.250000 h = 662.245345 EUR | 24.000000 MW × 5.177901 × 0.250000 h = 31.067406 EUR | 24.000000 MW × 3.007261 × 0.250000 h = 18.043565 EUR | 零上调激活电量 | −(4.184503 MWh × -198.522288) = 830.717080 EUR | -602.910000 + 662.245345 + 31.067406 + 18.043565 + 0.000000 + 830.717080 = 939.163396 EUR
2026-08-03 11:15 | 79.99 | 66.2245 | 5.1779 | 3.0073 | 0 | 40.4223 | 未模拟 | 58.8317 | 60.2173 | 0 | 40 | 24 | 24 | 0 | 1.5061 | 0 | 662.2453 | 31.0674 | 18.0436 | 0 | -60.8802 | 650.4762 | 650.4762 | 0 | 次日冻结计划复原 | 1 | 1 | 0.25 | 31.25% | 13.71% | 0% | 25.1% | 175 | 175 | 0 | 10.982 | 91.904 | 0.0038489 | 1.5061 | 0 | 60.2173 | 0 | 5.2473 | 2026-07-31 | 2026-08-03 08:15 | 2026-08-03_42 | 15 | OK | 128 | 175 | 175 | 40 | 24 | 24 | 2026-08-02 | 零头寸，无结算现金 | 40.000000 MW × 66.224535 × 0.250000 h = 662.245345 EUR | 24.000000 MW × 5.177901 × 0.250000 h = 31.067406 EUR | 24.000000 MW × 3.007261 × 0.250000 h = 18.043565 EUR | 零上调激活电量 | −(1.506103 MWh × 40.422312) = -60.880160 EUR | 0.000000 + 662.245345 + 31.067406 + 18.043565 + 0.000000 + -60.880160 = 650.476156 EUR
2026-08-03 11:30 | 79.63 | 66.2245 | 5.1779 | 3.0073 | 0 | 31.5151 | 未模拟 | 60.2173 | 61.3082 | 0 | 40 | 24 | 24 | 0 | 1.1857 | 0 | 662.2453 | 31.0674 | 18.0436 | 0 | -37.3686 | 673.9877 | 673.9877 | 0 | 次日冻结计划复原 | 1 | 1 | 0.25 | 31.25% | 13.71% | 0% | 19.76% | 175 | 175 | 0 | 8.646 | 91.904 | 0.0030302 | 1.1857 | 0 | 61.3082 | 0 | 5.2473 | 2026-07-31 | 2026-08-03 08:30 | 2026-08-03_43 | 15 | OK | 128 | 175 | 175 | 40 | 24 | 24 | 2026-08-02 | 零头寸，无结算现金 | 40.000000 MW × 66.224535 × 0.250000 h = 662.245345 EUR | 24.000000 MW × 5.177901 × 0.250000 h = 31.067406 EUR | 24.000000 MW × 3.007261 × 0.250000 h = 18.043565 EUR | 零上调激活电量 | −(1.185737 MWh × 31.515065) = -37.368583 EUR | 0.000000 + 662.245345 + 31.067406 + 18.043565 + 0.000000 + -37.368583 = 673.987734 EUR
2026-08-03 11:45 | 69.76 | 66.2245 | 5.1779 | 3.0073 | 0 | -10.2344 | 未模拟 | 61.3082 | 71.3009 | -36 | 40 | 24 | 24 | 0 | 1.8617 | -627.84 | 662.2453 | 31.0674 | 18.0436 | 0 | 19.0535 | 102.5699 | 102.5699 | 0 | 次日冻结计划复原 | 1 | 1 | 0.25 | 31.25% | 13.71% | 0% | 31.03% | 175 | 175 | 0 | 13.575 | 91.904 | 0.027758 | 10.8617 | 0 | 71.3009 | 0 | 5.2473 | 2026-07-31 | 2026-08-03 08:45 | 2026-08-03_44 | 15 | OK | 128 | 175 | 175 | 40 | 24 | 24 | 2026-08-02 | -36.000000 MW × 69.760000 × 0.250000 h = -627.840000 EUR | 40.000000 MW × 66.224535 × 0.250000 h = 662.245345 EUR | 24.000000 MW × 5.177901 × 0.250000 h = 31.067406 EUR | 24.000000 MW × 3.007261 × 0.250000 h = 18.043565 EUR | 零上调激活电量 | −(1.861714 MWh × -10.234406) = 19.053540 EUR | -627.840000 + 662.245345 + 31.067406 + 18.043565 + 0.000000 + 19.053540 = 102.569857 EUR
2026-08-03 12:00 | 91.42 | 66.2245 | 5.2275 | 6.874 | 0 | 13.6137 | 未模拟 | 71.3009 | 64.2955 | 36 | 40 | 24 | 24 | 0 | 2.555 | 822.78 | 662.2453 | 31.3647 | 41.2441 | 0 | -34.7825 | 1522.8516 | 1522.8516 | 0 | 次日冻结计划复原 | 1 | 1 | 0.25 | 31.25% | 13.71% | 0% | 42.58% | 175 | 175 | 0 | 18.63 | 91.904 | 0.01946 | 0 | 6.445 | 64.2955 | 0 | 5.2473 | 2026-07-31 | 2026-08-03 09:00 | 2026-08-03_45 | 15 | OK | 128 | 175 | 175 | 40 | 24 | 24 | 2026-08-02 | 36.000000 MW × 91.420000 × 0.250000 h = 822.780000 EUR | 40.000000 MW × 66.224535 × 0.250000 h = 662.245345 EUR | 24.000000 MW × 5.227450 × 0.250000 h = 31.364702 EUR | 24.000000 MW × 6.874011 × 0.250000 h = 41.244068 EUR | 零上调激活电量 | −(2.554971 MWh × 13.613668) = -34.782533 EUR | 822.780000 + 662.245345 + 31.364702 + 41.244068 + 0.000000 + -34.782533 = 1522.851583 EUR
2026-08-03 12:15 | 77.86 | 66.2245 | 5.2275 | 6.874 | 0 | 23.0743 | 未模拟 | 64.2955 | 66.0823 | 0 | 40 | 24 | 24 | 0 | 1.9422 | 0 | 662.2453 | 31.3647 | 41.2441 | 0 | -44.8154 | 690.0387 | 690.0387 | 0 | 次日冻结计划复原 | 1 | 1 | 0.25 | 31.25% | 13.71% | 0% | 32.37% | 175 | 175 | 0 | 14.162 | 91.904 | 0.0049634 | 1.9422 | 0 | 66.0823 | 0 | 5.2473 | 2026-07-31 | 2026-08-03 09:15 | 2026-08-03_46 | 15 | OK | 128 | 175 | 175 | 40 | 24 | 24 | 2026-08-02 | 零头寸，无结算现金 | 40.000000 MW × 66.224535 × 0.250000 h = 662.245345 EUR | 24.000000 MW × 5.227450 × 0.250000 h = 31.364702 EUR | 24.000000 MW × 6.874011 × 0.250000 h = 41.244068 EUR | 零上调激活电量 | −(1.942217 MWh × 23.074343) = -44.815385 EUR | 0.000000 + 662.245345 + 31.364702 + 41.244068 + 0.000000 + -44.815385 = 690.038731 EUR
2026-08-03 12:30 | 67.92 | 66.2245 | 5.2275 | 6.874 | 0 | 28.5899 | 未模拟 | 66.0823 | 76.5233 | -36 | 40 | 24 | 24 | 0 | 2.3488 | -611.28 | 662.2453 | 31.3647 | 41.2441 | 0 | -67.1534 | 56.4208 | 56.4208 | 0 | 次日冻结计划复原 | 1 | 1 | 0.25 | 31.25% | 13.71% | 0% | 39.15% | 175 | 175 | 0 | 17.127 | 91.904 | 0.029003 | 11.3488 | 0 | 76.5233 | 0 | 5.2473 | 2026-07-31 | 2026-08-03 09:30 | 2026-08-03_47 | 15 | OK | 128 | 175 | 175 | 40 | 24 | 24 | 2026-08-02 | -36.000000 MW × 67.920000 × 0.250000 h = -611.280000 EUR | 40.000000 MW × 66.224535 × 0.250000 h = 662.245345 EUR | 24.000000 MW × 5.227450 × 0.250000 h = 31.364702 EUR | 24.000000 MW × 6.874011 × 0.250000 h = 41.244068 EUR | 零上调激活电量 | −(2.348846 MWh × 28.589941) = -67.153362 EUR | -611.280000 + 662.245345 + 31.364702 + 41.244068 + 0.000000 + -67.153362 = 56.420754 EUR
2026-08-03 12:45 | 69.12 | 66.2245 | 5.2275 | 6.874 | 0 | 9.6665 | 未模拟 | 76.5233 | 86.6592 | -36 | 40 | 24 | 24 | 0 | 2.0174 | -622.08 | 662.2453 | 31.3647 | 41.2441 | 0 | -19.5009 | 93.2732 | 93.2732 | 0 | 次日冻结计划复原 | 1 | 1 | 0.25 | 31.25% | 13.71% | 0% | 33.62% | 175 | 175 | 0 | 14.71 | 91.904 | 0.028156 | 11.0174 | 0 | 86.6592 | 0 | 5.2473 | 2026-07-31 | 2026-08-03 09:45 | 2026-08-03_48 | 15 | OK | 128 | 175 | 175 | 40 | 24 | 24 | 2026-08-02 | -36.000000 MW × 69.120000 × 0.250000 h = -622.080000 EUR | 40.000000 MW × 66.224535 × 0.250000 h = 662.245345 EUR | 24.000000 MW × 5.227450 × 0.250000 h = 31.364702 EUR | 24.000000 MW × 6.874011 × 0.250000 h = 41.244068 EUR | 零上调激活电量 | −(2.017371 MWh × 9.666495) = -19.500911 EUR | -622.080000 + 662.245345 + 31.364702 + 41.244068 + 0.000000 + -19.500911 = 93.273204 EUR
2026-08-03 13:00 | 52.12 | 66.2245 | 5.1627 | 6.8607 | 0 | 11.2898 | 未模拟 | 86.6592 | 100.4592 | -60 | 40 | 24 | 0 | 0 | 0 | -781.8 | 662.2453 | 30.9759 | 0 | 0 | 0 | -88.5787 | -88.5787 | 0 | 次日冻结计划复原 | 1 | 1 | 0.25 | 31.25% | 13.71% | 0% | 52.52% | 175 | 175 | 0 | 22.978 | 91.904 | 0.038333 | 15 | 0 | 100.4592 | 0 | 5.2473 | 2026-07-31 | 2026-08-03 10:00 | 2026-08-03_49 | 15 | OK | 128 | 175 | 175 | 40 | 24 | 24 | 2026-08-02 | -60.000000 MW × 52.120000 × 0.250000 h = -781.800000 EUR | 40.000000 MW × 66.224535 × 0.250000 h = 662.245345 EUR | 24.000000 MW × 5.162655 × 0.250000 h = 30.975930 EUR | 零头寸，无结算现金 | 零上调激活电量 | 零下调激活电量 | -781.800000 + 662.245345 + 30.975930 + 0.000000 + 0.000000 + 0.000000 = -88.578724 EUR
2026-08-03 13:15 | 52.48 | 66.2245 | 5.1627 | 6.8607 | 128.0055 | 45.2257 | 未模拟 | 100.4592 | 114.2385 | -60 | 40 | 24 | 0 | 0.022491 | 0 | -787.2 | 662.2453 | 30.9759 | 0 | 2.879 | 0 | -91.0997 | -91.0997 | 0 | 次日冻结计划复原 | 1 | 1 | 0.25 | 31.25% | 13.71% | 0.3749% | 10.78% | 175 | 175 | 0.164 | 4.718 | 91.904 | 0.038276 | 14.9775 | 0 | 114.2385 | 0 | 5.2473 | 2026-07-31 | 2026-08-03 10:15 | 2026-08-03_50 | 15 | OK | 128 | 175 | 175 | 40 | 24 | 24 | 2026-08-02 | -60.000000 MW × 52.480000 × 0.250000 h = -787.200000 EUR | 40.000000 MW × 66.224535 × 0.250000 h = 662.245345 EUR | 24.000000 MW × 5.162655 × 0.250000 h = 30.975930 EUR | 零头寸，无结算现金 | 0.022491 MWh × 128.005450 = 2.879025 EUR | 零下调激活电量 | -787.200000 + 662.245345 + 30.975930 + 0.000000 + 2.879025 + 0.000000 = -91.099699 EUR
2026-08-03 13:30 | 60.5 | 66.2245 | 5.1627 | 6.8607 | 129.7782 | 60.7105 | 未模拟 | 114.2385 | 128.0045 | -60 | 40 | 24 | 0 | 0.037029 | 0 | -907.5 | 662.2453 | 30.9759 | 0 | 4.8055 | 0 | -209.4732 | -209.4732 | 0 | 次日冻结计划复原 | 1 | 1 | 0.25 | 31.25% | 13.71% | 0.6171% | 0.7223% | 175 | 175 | 0.27 | 0.316 | 91.904 | 0.038239 | 14.963 | 0 | 128.0045 | 0 | 5.2473 | 2026-07-31 | 2026-08-03 10:30 | 2026-08-03_51 | 15 | OK | 128 | 175 | 175 | 40 | 24 | 24 | 2026-08-02 | -60.000000 MW × 60.500000 × 0.250000 h = -907.500000 EUR | 40.000000 MW × 66.224535 × 0.250000 h = 662.245345 EUR | 24.000000 MW × 5.162655 × 0.250000 h = 30.975930 EUR | 零头寸，无结算现金 | 0.037029 MWh × 129.778172 = 4.805500 EUR | 零下调激活电量 | -907.500000 + 662.245345 + 30.975930 + 0.000000 + 4.805500 + 0.000000 = -209.473224 EUR
2026-08-03 13:45 | 39.91 | 66.2245 | 5.1627 | 6.8607 | 127.113 | 71.2589 | 未模拟 | 128.0045 | 141.769 | -60 | 40 | 24 | 0 | 0.038537 | 0 | -598.65 | 662.2453 | 30.9759 | 0 | 4.8986 | 0 | 99.4698 | 99.4698 | 0 | 次日冻结计划复原 | 1 | 1 | 0.25 | 31.25% | 13.71% | 0.6423% | 0.2194% | 175 | 175 | 0.281 | 0.096 | 91.904 | 0.038235 | 14.9615 | 0 | 141.769 | 0 | 5.2473 | 2026-07-31 | 2026-08-03 10:45 | 2026-08-03_52 | 15 | OK | 128 | 175 | 175 | 40 | 24 | 24 | 2026-08-02 | -60.000000 MW × 39.910000 × 0.250000 h = -598.650000 EUR | 40.000000 MW × 66.224535 × 0.250000 h = 662.245345 EUR | 24.000000 MW × 5.162655 × 0.250000 h = 30.975930 EUR | 零头寸，无结算现金 | 0.038537 MWh × 127.112991 = 4.898572 EUR | 零下调激活电量 | -598.650000 + 662.245345 + 30.975930 + 0.000000 + 4.898572 + 0.000000 = 99.469847 EUR
2026-08-03 14:00 | 71.89 | 66.2245 | 5.1627 | 6.8607 | 127.113 | 34.1355 | 未模拟 | 141.769 | 150.8539 | -36 | 40 | 24 | 24 | 0.017417 | 0.89225 | -647.01 | 662.2453 | 30.9759 | 41.164 | 2.2139 | -30.4574 | 59.1318 | 59.1318 | 0 | 次日冻结计划复原 | 1 | 1 | 0.25 | 31.25% | 13.71% | 0.2903% | 14.87% | 175 | 175 | 0.127 | 6.506 | 91.904 | 0.025236 | 9.8748 | 0 | 150.8539 | 0 | 5.2473 | 2026-07-31 | 2026-08-03 11:00 | 2026-08-03_53 | 15 | OK | 128 | 175 | 175 | 40 | 24 | 24 | 2026-08-02 | -36.000000 MW × 71.890000 × 0.250000 h = -647.010000 EUR | 40.000000 MW × 66.224535 × 0.250000 h = 662.245345 EUR | 24.000000 MW × 5.162655 × 0.250000 h = 30.975930 EUR | 24.000000 MW × 6.860671 × 0.250000 h = 41.164027 EUR | 0.017417 MWh × 127.112991 = 2.213945 EUR | −(0.892251 MWh × 34.135460) = -30.457413 EUR | -647.010000 + 662.245345 + 30.975930 + 41.164027 + 2.213945 + -30.457413 = 59.131835 EUR
2026-08-03 14:15 | 79.79 | 66.2245 | 5.1627 | 6.8607 | 0 | 32.8154 | 未模拟 | 150.8539 | 152.2069 | 0 | 40 | 24 | 24 | 0 | 1.4707 | 0 | 662.2453 | 30.9759 | 41.164 | 0 | -48.2622 | 686.1231 | 686.1231 | 0 | 次日冻结计划复原 | 1 | 1 | 0.25 | 31.25% | 13.71% | 0% | 24.51% | 175 | 175 | 0 | 10.724 | 91.904 | 0.0037585 | 1.4707 | 0 | 152.2069 | 0 | 5.2473 | 2026-07-31 | 2026-08-03 11:15 | 2026-08-03_54 | 15 | OK | 128 | 175 | 175 | 40 | 24 | 24 | 2026-08-02 | 零头寸，无结算现金 | 40.000000 MW × 66.224535 × 0.250000 h = 662.245345 EUR | 24.000000 MW × 5.162655 × 0.250000 h = 30.975930 EUR | 24.000000 MW × 6.860671 × 0.250000 h = 41.164027 EUR | 零上调激活电量 | −(1.470720 MWh × 32.815353) = -48.262195 EUR | 0.000000 + 662.245345 + 30.975930 + 41.164027 + 0.000000 + -48.262195 = 686.123107 EUR
2026-08-03 14:30 | 72.19 | 66.2245 | 5.1627 | 6.8607 | 127.113 | 48.1709 | 未模拟 | 152.2069 | 161.2089 | -36 | 40 | 24 | 24 | 0.00041143 | 0.78514 | -649.71 | 662.2453 | 30.9759 | 41.164 | 0.052298 | -37.821 | 46.9066 | 46.9066 | 0 | 次日冻结计划复原 | 1 | 1 | 0.25 | 31.25% | 13.71% | 0.006857% | 13.09% | 175 | 175 | 0.003 | 5.725 | 91.904 | 0.025005 | 9.7847 | 0 | 161.2089 | 0 | 5.2473 | 2026-07-31 | 2026-08-03 11:30 | 2026-08-03_55 | 15 | OK | 128 | 175 | 175 | 40 | 24 | 24 | 2026-08-02 | -36.000000 MW × 72.190000 × 0.250000 h = -649.710000 EUR | 40.000000 MW × 66.224535 × 0.250000 h = 662.245345 EUR | 24.000000 MW × 5.162655 × 0.250000 h = 30.975930 EUR | 24.000000 MW × 6.860671 × 0.250000 h = 41.164027 EUR | 0.000411 MWh × 127.112991 = 0.052298 EUR | −(0.785143 MWh × 48.170869) = -37.821014 EUR | -649.710000 + 662.245345 + 30.975930 + 41.164027 + 0.052298 + -37.821014 = 46.906587 EUR
2026-08-03 14:45 | 75.13 | 66.2245 | 5.1627 | 6.8607 | 128.8112 | 62.8485 | 未模拟 | 161.2089 | 169.4965 | -36 | 40 | 24 | 24 | 0.032503 | 0.040731 | -676.17 | 662.2453 | 30.9759 | 41.164 | 4.1867 | -2.5599 | 59.8421 | 59.8421 | 0 | 次日冻结计划复原 | 1 | 1 | 0.25 | 31.25% | 13.71% | 0.5417% | 0.6789% | 175 | 175 | 0.237 | 0.297 | 91.904 | 0.023021 | 9.0082 | 0 | 169.4965 | 0 | 5.2473 | 2026-07-31 | 2026-08-03 11:45 | 2026-08-03_56 | 15 | OK | 128 | 175 | 175 | 40 | 24 | 24 | 2026-08-02 | -36.000000 MW × 75.130000 × 0.250000 h = -676.170000 EUR | 40.000000 MW × 66.224535 × 0.250000 h = 662.245345 EUR | 24.000000 MW × 5.162655 × 0.250000 h = 30.975930 EUR | 24.000000 MW × 6.860671 × 0.250000 h = 41.164027 EUR | 0.032503 MWh × 128.811198 = 4.186732 EUR | −(0.040731 MWh × 62.848513) = -2.559910 EUR | -676.170000 + 662.245345 + 30.975930 + 41.164027 + 4.186732 + -2.559910 = 59.842125 EUR
2026-08-03 15:00 | 77.17 | 66.2245 | 5.0655 | 6.8607 | 133.1891 | 72.9638 | 未模拟 | 169.4965 | 171.1928 | -7.4878 | 40 | 24 | 24 | 0.03744 | 0.013989 | -144.4585 | 662.2453 | 30.3928 | 41.164 | 4.9866 | -1.0207 | 593.3096 | 593.3096 | 0 | 次日冻结计划复原 | 1 | 1 | 0.25 | 31.25% | 13.71% | 0.624% | 0.2331% | 175 | 175 | 0.273 | 0.102 | 91.904 | 0.0048675 | 1.8743 | 0.025759 | 171.1928 | 0 | 5.2473 | 2026-07-31 | 2026-08-03 12:00 | 2026-08-03_57 | 15 | OK | 128 | 175 | 175 | 40 | 24 | 24 | 2026-08-02 | -7.487807 MW × 77.170000 × 0.250000 h = -144.458509 EUR | 40.000000 MW × 66.224535 × 0.250000 h = 662.245345 EUR | 24.000000 MW × 5.065462 × 0.250000 h = 30.392773 EUR | 24.000000 MW × 6.860671 × 0.250000 h = 41.164027 EUR | 0.037440 MWh × 133.189069 = 4.986599 EUR | −(0.013989 MWh × 72.963810) = -1.020659 EUR | -144.458509 + 662.245345 + 30.392773 + 41.164027 + 4.986599 + -1.020659 = 593.309577 EUR
2026-08-03 15:15 | 99.63 | 66.2245 | 5.0655 | 6.8607 | 133.2114 | 48.7035 | 未模拟 | 171.1928 | 171.5449 | 0.21685 | 40 | 24 | 24 | 0.00054857 | 0.44667 | 5.4013 | 662.2453 | 30.3928 | 41.164 | 0.073076 | -21.7546 | 717.5219 | 717.5219 | 0 | 次日冻结计划复原 | 1 | 1 | 0.25 | 31.25% | 13.71% | 0.009143% | 7.445% | 175 | 175 | 0.004 | 3.257 | 91.904 | 0.0012843 | 0.44264 | 0.050726 | 171.5449 | 0 | 5.2473 | 2026-07-31 | 2026-08-03 12:15 | 2026-08-03_58 | 15 | OK | 128 | 175 | 175 | 40 | 24 | 24 | 2026-08-02 | 0.216853 MW × 99.630000 × 0.250000 h = 5.401275 EUR | 40.000000 MW × 66.224535 × 0.250000 h = 662.245345 EUR | 24.000000 MW × 5.065462 × 0.250000 h = 30.392773 EUR | 24.000000 MW × 6.860671 × 0.250000 h = 41.164027 EUR | 0.000549 MWh × 133.211366 = 0.073076 EUR | −(0.446674 MWh × 48.703524) = -21.754612 EUR | 5.401275 + 662.245345 + 30.392773 + 41.164027 + 0.073076 + -21.754612 = 717.521885 EUR
2026-08-03 15:30 | 93.12 | 66.2245 | 5.0655 | 6.8607 | 139.0654 | 52.9722 | 未模拟 | 171.5449 | 170.9028 | 0 | 40 | 24 | 24 | 0.64142 | 0.059931 | 0 | 662.2453 | 30.3928 | 41.164 | 89.1989 | -3.1747 | 819.8264 | 819.8264 | 0 | 次日冻结计划复原 | 1 | 1 | 0.25 | 31.25% | 13.71% | 10.69% | 0.9989% | 175 | 175 | 4.677 | 0.437 | 91.904 | 0.0020898 | 0.059931 | 0.64142 | 170.9028 | 0 | 5.2473 | 2026-07-31 | 2026-08-03 12:30 | 2026-08-03_59 | 15 | OK | 128 | 175 | 175 | 40 | 24 | 24 | 2026-08-02 | 零头寸，无结算现金 | 40.000000 MW × 66.224535 × 0.250000 h = 662.245345 EUR | 24.000000 MW × 5.065462 × 0.250000 h = 30.392773 EUR | 24.000000 MW × 6.860671 × 0.250000 h = 41.164027 EUR | 0.641417 MWh × 139.065424 = 89.198947 EUR | −(0.059931 MWh × 52.972195) = -3.174699 EUR | 0.000000 + 662.245345 + 30.392773 + 41.164027 + 89.198947 + -3.174699 = 819.826394 EUR
2026-08-03 15:45 | 93.31 | 66.2245 | 5.0655 | 6.8607 | 134.759 | 0 | 未模拟 | 170.9028 | 170.4577 | 0 | 40 | 24 | 24 | 0.40951 | 0 | 0 | 662.2453 | 30.3928 | 41.164 | 55.185 | 0 | 788.9871 | 788.9871 | 0 | 次日冻结计划复原 | 1 | 1 | 0.25 | 31.25% | 13.71% | 6.825% | 0% | 175 | 175 | 2.986 | 0 | 91.904 | 0.0012364 | 0 | 0.40951 | 170.4577 | 0 | 5.2473 | 2026-07-31 | 2026-08-03 12:45 | 2026-08-03_60 | 15 | OK | 128 | 175 | 175 | 40 | 24 | 24 | 2026-08-02 | 零头寸，无结算现金 | 40.000000 MW × 66.224535 × 0.250000 h = 662.245345 EUR | 24.000000 MW × 5.065462 × 0.250000 h = 30.392773 EUR | 24.000000 MW × 6.860671 × 0.250000 h = 41.164027 EUR | 0.409509 MWh × 134.759019 = 55.184973 EUR | 零下调激活电量 | 0.000000 + 662.245345 + 30.392773 + 41.164027 + 55.184973 + 0.000000 = 788.987119 EUR
2026-08-03 16:00 | 87.48 | 66.2245 | 5.58 | 2.931 | 133.2114 | 76.3789 | 未模拟 | 170.4577 | 170.8452 | -0.69457 | 40 | 0 | 24 | 0 | 0.24754 | -15.1902 | 662.2453 | 0 | 17.5862 | 0 | -18.9071 | 645.7343 | 645.7343 | 0 | 次日冻结计划复原 | 1 | 1 | 0.25 | 31.25% | 13.71% | 0.1669% | 4.126% | 175 | 175 | 0.073 | 1.805 | 91.904 | 0.0010764 | 0.42118 | 0 | 170.8452 | 0 | 5.2473 | 2026-07-31 | 2026-08-03 13:00 | 2026-08-03_61 | 15 | OK | 128 | 175 | 175 | 40 | 24 | 24 | 2026-08-02 | -0.694567 MW × 87.480000 × 0.250000 h = -15.190179 EUR | 40.000000 MW × 66.224535 × 0.250000 h = 662.245345 EUR | 零头寸，无结算现金 | 24.000000 MW × 2.931031 × 0.250000 h = 17.586187 EUR | 零上调激活电量 | −(0.247543 MWh × 76.378900) = -18.907051 EUR | -15.190179 + 662.245345 + 0.000000 + 17.586187 + 0.000000 + -18.907051 = 645.734302 EUR
2026-08-03 16:15 | 104.15 | 66.2245 | 5.58 | 2.931 | 0 | 50.9632 | 未模拟 | 170.8452 | 170.6763 | 4.0694 | 40 | 0 | 24 | 0 | 0.98798 | 105.957 | 662.2453 | 0 | 17.5862 | 0 | -50.3504 | 735.4381 | 735.4381 | 0 | 次日冻结计划复原 | 1 | 1 | 0.25 | 31.25% | 13.71% | 0% | 16.47% | 175 | 175 | 0 | 7.204 | 91.904 | 0.0046626 | 0.82046 | 0.84983 | 170.6763 | 0 | 5.2473 | 2026-07-31 | 2026-08-03 13:15 | 2026-08-03_62 | 15 | OK | 128 | 175 | 175 | 40 | 24 | 24 | 2026-08-02 | 4.069402 MW × 104.150000 × 0.250000 h = 105.957046 EUR | 40.000000 MW × 66.224535 × 0.250000 h = 662.245345 EUR | 零头寸，无结算现金 | 24.000000 MW × 2.931031 × 0.250000 h = 17.586187 EUR | 零上调激活电量 | −(0.987977 MWh × 50.963162) = -50.350439 EUR | 105.957046 + 662.245345 + 0.000000 + 17.586187 + 0.000000 + -50.350439 = 735.438140 EUR
2026-08-03 16:30 | 110.76 | 66.2245 | 5.58 | 2.931 | 0 | 3.307 | 未模拟 | 170.6763 | 169.837 | 8.8226 | 40 | 0 | 24 | 0 | 1.5877 | 244.2965 | 662.2453 | 0 | 17.5862 | 0 | -5.2506 | 918.8774 | 918.8774 | 0 | 次日冻结计划复原 | 1 | 1 | 0.25 | 31.25% | 13.71% | 0% | 26.46% | 175 | 175 | 0 | 11.577 | 91.904 | 0.0074632 | 1.0041 | 1.622 | 169.837 | 0 | 5.2473 | 2026-07-31 | 2026-08-03 13:30 | 2026-08-03_63 | 15 | OK | 128 | 175 | 175 | 40 | 24 | 24 | 2026-08-02 | 8.822553 MW × 110.760000 × 0.250000 h = 244.296495 EUR | 40.000000 MW × 66.224535 × 0.250000 h = 662.245345 EUR | 零头寸，无结算现金 | 24.000000 MW × 2.931031 × 0.250000 h = 17.586187 EUR | 零上调激活电量 | −(1.587703 MWh × 3.307034) = -5.250587 EUR | 244.296495 + 662.245345 + 0.000000 + 17.586187 + 0.000000 + -5.250587 = 918.877440 EUR
2026-08-03 16:45 | 152.9 | 66.2245 | 5.58 | 2.931 | 0 | -29.7974 | 未模拟 | 169.837 | 157.8 | 60 | 40 | 0 | 24 | 0 | 3.926 | 2293.5 | 662.2453 | 0 | 17.5862 | 0 | 116.9843 | 3090.3159 | 3090.3159 | 0 | 次日冻结计划复原 | 1 | 1 | 0.25 | 31.25% | 13.71% | 0% | 65.43% | 175 | 175 | 0 | 28.627 | 91.904 | 0.033436 | 0 | 11.074 | 157.8 | 0 | 5.2473 | 2026-07-31 | 2026-08-03 13:45 | 2026-08-03_64 | 15 | OK | 128 | 175 | 175 | 40 | 24 | 24 | 2026-08-02 | 60.000000 MW × 152.900000 × 0.250000 h = 2293.500000 EUR | 40.000000 MW × 66.224535 × 0.250000 h = 662.245345 EUR | 零头寸，无结算现金 | 24.000000 MW × 2.931031 × 0.250000 h = 17.586187 EUR | 零上调激活电量 | −(3.925989 MWh × -29.797420) = 116.984329 EUR | 2293.500000 + 662.245345 + 0.000000 + 17.586187 + 0.000000 + 116.984329 = 3090.315861 EUR
2026-08-03 17:00 | 88.22 | 66.2245 | 5.8354 | 2.931 | 0 | -610.4322 | 未模拟 | 157.8 | 171.6 | -60 | 40 | 0 | 0 | 0 | 0 | -1323.3 | 662.2453 | 0 | 0 | 0 | 0 | -661.0547 | -661.0547 | 0 | 次日冻结计划复原 | 0 | 1 | 0.25 | 31.25% | 13.71% | 0% | 0% | 175 | 175 | 0 | 50.802 | 128 | 0.038333 | 15 | 0 | 171.6 | 0 | 5.2473 | 2026-07-31 | 2026-08-03 14:00 | 2026-08-03_65 | 15 | ALPHA_OUTSIDE_SIMPLEX | 128 | 175 | 175 | 40 | 0 | 0 | 2026-08-02 | -60.000000 MW × 88.220000 × 0.250000 h = -1323.300000 EUR | 40.000000 MW × 66.224535 × 0.250000 h = 662.245345 EUR | 零头寸，无结算现金 | 零头寸，无结算现金 | 零上调激活电量 | 零下调激活电量 | -1323.300000 + 662.245345 + 0.000000 + 0.000000 + 0.000000 + 0.000000 = -661.054655 EUR
2026-08-03 17:15 | 107.47 | 66.2245 | 5.8354 | 2.931 | 0 | -725.8962 | 未模拟 | 171.6 | 171.6 | 0 | 40 | 0 | 0 | 0 | 0 | 0 | 662.2453 | 0 | 0 | 0 | 0 | 662.2453 | 662.2453 | 0 | 次日冻结计划复原 | 0 | 1 | 0.25 | 31.25% | 13.71% | 0% | 0% | 175 | 175 | 0 | 64.892 | 128 | 0 | 0 | 0 | 171.6 | 0 | 5.2473 | 2026-07-31 | 2026-08-03 14:15 | 2026-08-03_66 | 15 | ALPHA_OUTSIDE_SIMPLEX | 128 | 175 | 175 | 40 | 0 | 0 | 2026-08-02 | 零头寸，无结算现金 | 40.000000 MW × 66.224535 × 0.250000 h = 662.245345 EUR | 零头寸，无结算现金 | 零头寸，无结算现金 | 零上调激活电量 | 零下调激活电量 | 0.000000 + 662.245345 + 0.000000 + 0.000000 + 0.000000 + 0.000000 = 662.245345 EUR
2026-08-03 17:30 | 172.61 | 66.2245 | 5.8354 | 2.931 | 0 | 5.1352 | 未模拟 | 171.6 | 171.6 | 0 | 40 | 0 | 0 | 0 | 0 | 0 | 662.2453 | 0 | 0 | 0 | 0 | 662.2453 | 662.2453 | 0 | 次日冻结计划复原 | 0 | 1 | 0.25 | 31.25% | 13.71% | 0% | 0% | 175 | 175 | 0 | 14.623 | 128 | 0 | 0 | 0 | 171.6 | 0 | 5.2473 | 2026-07-31 | 2026-08-03 14:30 | 2026-08-03_67 | 15 | OTHER_QH_IN_SAME_HOUR_INVALID | 128 | 175 | 175 | 40 | 0 | 0 | 2026-08-02 | 零头寸，无结算现金 | 40.000000 MW × 66.224535 × 0.250000 h = 662.245345 EUR | 零头寸，无结算现金 | 零头寸，无结算现金 | 零上调激活电量 | 零下调激活电量 | 0.000000 + 662.245345 + 0.000000 + 0.000000 + 0.000000 + 0.000000 = 662.245345 EUR
2026-08-03 17:45 | 200.34 | 66.2245 | 5.8354 | 2.931 | 152.4594 | 36.1125 | 未模拟 | 171.6 | 161.1788 | 38.3499 | 40 | 0 | 0 | 0 | 0 | 1920.7554 | 662.2453 | 0 | 0 | 0 | 0 | 2583.0007 | 2583.0007 | 0 | 次日冻结计划复原 | 0 | 1 | 0.25 | 31.25% | 13.71% | 0% | 0% | 175 | 175 | 0.013 | 2.706 | 128 | 0.028948 | 0 | 9.5875 | 161.1788 | 0 | 5.2473 | 2026-07-31 | 2026-08-03 14:45 | 2026-08-03_68 | 15 | OTHER_QH_IN_SAME_HOUR_INVALID | 128 | 175 | 175 | 40 | 0 | 0 | 2026-08-02 | 38.349913 MW × 200.340000 × 0.250000 h = 1920.755383 EUR | 40.000000 MW × 66.224535 × 0.250000 h = 662.245345 EUR | 零头寸，无结算现金 | 零头寸，无结算现金 | 零上调激活电量 | 零下调激活电量 | 1920.755383 + 662.245345 + 0.000000 + 0.000000 + 0.000000 + 0.000000 = 2583.000728 EUR
2026-08-03 18:00 | 166.96 | 66.2245 | 7.0665 | 2.5937 | 0 | 24.8103 | 未模拟 | 161.1788 | 170.9403 | -36 | 40 | 24 | 24 | 0 | 1.6103 | -1502.64 | 662.2453 | 42.3989 | 15.5623 | 0 | -39.9528 | -822.3862 | -822.3862 | 0 | 次日冻结计划复原 | 1 | 1 | 0.25 | 31.25% | 13.71% | 0% | 26.84% | 175 | 175 | 0 | 11.742 | 131.968 | 0.027115 | 10.6103 | 0 | 170.9403 | 0 | 5.2473 | 2026-07-31 | 2026-08-03 15:00 | 2026-08-03_69 | 15 | OK | 128 | 175 | 175 | 40 | 24 | 24 | 2026-08-02 | -36.000000 MW × 166.960000 × 0.250000 h = -1502.640000 EUR | 40.000000 MW × 66.224535 × 0.250000 h = 662.245345 EUR | 24.000000 MW × 7.066491 × 0.250000 h = 42.398948 EUR | 24.000000 MW × 2.593715 × 0.250000 h = 15.562289 EUR | 零上调激活电量 | −(1.610331 MWh × 24.810283) = -39.952779 EUR | -1502.640000 + 662.245345 + 42.398948 + 15.562289 + 0.000000 + -39.952779 = -822.386197 EUR
2026-08-03 18:15 | 189.53 | 66.2245 | 7.0665 | 2.5937 | 219.3055 | 47.8881 | 未模拟 | 170.9403 | 171.5987 | -1.1413 | 40 | 24 | 24 | 0.21669 | 0.68448 | -54.0768 | 662.2453 | 42.3989 | 15.5623 | 47.5204 | -32.7784 | 680.8717 | 680.8717 | 0 | 次日冻结计划复原 | 1 | 1 | 0.25 | 31.25% | 13.71% | 3.611% | 11.41% | 175 | 175 | 1.58 | 4.991 | 131.968 | 0.0030752 | 0.9595 | 0.20638 | 171.5987 | 0 | 5.2473 | 2026-07-31 | 2026-08-03 15:15 | 2026-08-03_70 | 15 | OK | 128 | 175 | 175 | 40 | 24 | 24 | 2026-08-02 | -1.141283 MW × 189.530000 × 0.250000 h = -54.076850 EUR | 40.000000 MW × 66.224535 × 0.250000 h = 662.245345 EUR | 24.000000 MW × 7.066491 × 0.250000 h = 42.398948 EUR | 24.000000 MW × 2.593715 × 0.250000 h = 15.562289 EUR | 0.216686 MWh × 219.305548 = 47.520379 EUR | −(0.684480 MWh × 47.888057) = -32.778417 EUR | -54.076850 + 662.245345 + 42.398948 + 15.562289 + 47.520379 + -32.778417 = 680.871695 EUR
2026-08-03 18:30 | 227 | 66.2245 | 7.0665 | 2.5937 | 330.6419 | 76.2535 | 未模拟 | 171.5987 | 171.6 | -5.9098 | 40 | 24 | 24 | 1.2994 | 0.0010971 | -335.38 | 662.2453 | 42.3989 | 15.5623 | 429.6455 | -0.083661 | 814.3884 | 814.3884 | 0 | 次日冻结计划复原 | 1 | 1 | 0.25 | 31.25% | 13.71% | 21.66% | 0.01829% | 175 | 175 | 9.475 | 0.008 | 131.968 | 0.0059181 | 1.1586 | 0.97946 | 171.6 | 0 | 5.2473 | 2026-07-31 | 2026-08-03 15:30 | 2026-08-03_71 | 15 | OK | 128 | 175 | 175 | 40 | 24 | 24 | 2026-08-02 | -5.909780 MW × 227.000000 × 0.250000 h = -335.380023 EUR | 40.000000 MW × 66.224535 × 0.250000 h = 662.245345 EUR | 24.000000 MW × 7.066491 × 0.250000 h = 42.398948 EUR | 24.000000 MW × 2.593715 × 0.250000 h = 15.562289 EUR | 1.299429 MWh × 330.641854 = 429.645472 EUR | −(0.001097 MWh × 76.253502) = -0.083661 EUR | -335.380023 + 662.245345 + 42.398948 + 15.562289 + 429.645472 + -0.083661 = 814.388370 EUR
2026-08-03 18:45 | 262.27 | 66.2245 | 7.0665 | 2.5937 | 355.7784 | 0 | 未模拟 | 171.6 | 170.0536 | -9.882 | 40 | 24 | 24 | 3.751 | 0 | -647.9387 | 662.2453 | 42.3989 | 15.5623 | 1334.5227 | 0 | 1406.7906 | 1406.7906 | 0 | 次日冻结计划复原 | 1 | 1 | 0.25 | 31.25% | 13.71% | 62.52% | 0% | 175 | 175 | 27.351 | 0 | 131.968 | 0.0090287 | 0.92603 | 2.2065 | 170.0536 | 0 | 5.2473 | 2026-07-31 | 2026-08-03 15:45 | 2026-08-03_72 | 15 | OK | 128 | 175 | 175 | 40 | 24 | 24 | 2026-08-02 | -9.882010 MW × 262.270000 × 0.250000 h = -647.938683 EUR | 40.000000 MW × 66.224535 × 0.250000 h = 662.245345 EUR | 24.000000 MW × 7.066491 × 0.250000 h = 42.398948 EUR | 24.000000 MW × 2.593715 × 0.250000 h = 15.562289 EUR | 3.750994 MWh × 355.778400 = 1334.522747 EUR | 零下调激活电量 | -647.938683 + 662.245345 + 42.398948 + 15.562289 + 1334.522747 + 0.000000 = 1406.790646 EUR
2026-08-03 19:00 | 244.44 | 66.2245 | 7.0379 | 2.5937 | 351.1332 | 47.9147 | 未模拟 | 170.0536 | 169.4854 | 0 | 40 | 24 | 24 | 0.6875 | 0.19474 | 0 | 662.2453 | 42.2274 | 15.5623 | 241.403 | -9.3311 | 952.1071 | 952.1071 | 0 | 次日冻结计划复原 | 1 | 1 | 0.25 | 31.25% | 13.71% | 11.46% | 3.246% | 175 | 175 | 5.013 | 1.42 | 131.968 | 0.0025735 | 0.19474 | 0.6875 | 169.4854 | 0 | 5.2473 | 2026-07-31 | 2026-08-03 16:00 | 2026-08-03_73 | 15 | OK | 128 | 175 | 175 | 40 | 24 | 24 | 2026-08-02 | 零头寸，无结算现金 | 40.000000 MW × 66.224535 × 0.250000 h = 662.245345 EUR | 24.000000 MW × 7.037905 × 0.250000 h = 42.227431 EUR | 24.000000 MW × 2.593715 × 0.250000 h = 15.562289 EUR | 0.687497 MWh × 351.133154 = 241.403040 EUR | −(0.194743 MWh × 47.914737) = -9.331053 EUR | 0.000000 + 662.245345 + 42.227431 + 15.562289 + 241.403040 + -9.331053 = 952.107053 EUR
2026-08-03 19:15 | 265.37 | 66.2245 | 7.0379 | 2.5937 | 428.1228 | 0 | 未模拟 | 169.4854 | 167.8388 | 0 | 40 | 24 | 24 | 1.5149 | 0 | 0 | 662.2453 | 42.2274 | 15.5623 | 648.5547 | 0 | 1368.5898 | 1368.5898 | 0 | 次日冻结计划复原 | 1 | 1 | 0.25 | 31.25% | 13.71% | 25.25% | 0% | 175 | 175 | 11.046 | 0 | 131.968 | 0.0045739 | 0 | 1.5149 | 167.8388 | 0 | 5.2473 | 2026-07-31 | 2026-08-03 16:15 | 2026-08-03_74 | 15 | OK | 128 | 175 | 175 | 40 | 24 | 24 | 2026-08-02 | 零头寸，无结算现金 | 40.000000 MW × 66.224535 × 0.250000 h = 662.245345 EUR | 24.000000 MW × 7.037905 × 0.250000 h = 42.227431 EUR | 24.000000 MW × 2.593715 × 0.250000 h = 15.562289 EUR | 1.514880 MWh × 428.122844 = 648.554734 EUR | 零下调激活电量 | 0.000000 + 662.245345 + 42.227431 + 15.562289 + 648.554734 + 0.000000 = 1368.589800 EUR
2026-08-03 19:30 | 243.16 | 66.2245 | 7.0379 | 2.5937 | 432.7273 | 0 | 未模拟 | 167.8388 | 171.6 | -24 | 40 | 24 | 24 | 1.9118 | 0 | -1458.96 | 662.2453 | 42.2274 | 15.5623 | 827.2757 | 0 | 88.3508 | 88.3508 | 0 | 次日冻结计划复原 | 1 | 1 | 0.25 | 31.25% | 13.71% | 31.86% | 0% | 175 | 175 | 13.94 | 0 | 131.968 | 0.010448 | 4.0882 | 0 | 171.6 | 0 | 5.2473 | 2026-07-31 | 2026-08-03 16:30 | 2026-08-03_75 | 15 | OK | 128 | 175 | 175 | 40 | 24 | 24 | 2026-08-02 | -24.000000 MW × 243.160000 × 0.250000 h = -1458.960000 EUR | 40.000000 MW × 66.224535 × 0.250000 h = 662.245345 EUR | 24.000000 MW × 7.037905 × 0.250000 h = 42.227431 EUR | 24.000000 MW × 2.593715 × 0.250000 h = 15.562289 EUR | 1.911771 MWh × 432.727307 = 827.275703 EUR | 零下调激活电量 | -1458.960000 + 662.245345 + 42.227431 + 15.562289 + 827.275703 + 0.000000 = 88.350768 EUR
2026-08-03 19:45 | 377.84 | 66.2245 | 7.0379 | 2.5937 | 388.3847 | 0 | 未模拟 | 171.6 | 160.3974 | 36 | 40 | 24 | 24 | 1.3064 | 0 | 3400.56 | 662.2453 | 42.2274 | 15.5623 | 507.3946 | 0 | 4627.9897 | 4627.9897 | 0 | 次日冻结计划复原 | 1 | 1 | 0.25 | 31.25% | 13.71% | 21.77% | 0% | 175 | 175 | 9.526 | 0 | 131.968 | 0.031118 | 0 | 10.3064 | 160.3974 | 0 | 5.2473 | 2026-07-31 | 2026-08-03 16:45 | 2026-08-03_76 | 15 | OK | 128 | 175 | 175 | 40 | 24 | 24 | 2026-08-02 | 36.000000 MW × 377.840000 × 0.250000 h = 3400.560000 EUR | 40.000000 MW × 66.224535 × 0.250000 h = 662.245345 EUR | 24.000000 MW × 7.037905 × 0.250000 h = 42.227431 EUR | 24.000000 MW × 2.593715 × 0.250000 h = 15.562289 EUR | 1.306423 MWh × 388.384693 = 507.394640 EUR | 零下调激活电量 | 3400.560000 + 662.245345 + 42.227431 + 15.562289 + 507.394640 + 0.000000 = 4627.989706 EUR
2026-08-03 20:00 | 274.55 | 66.2245 | 4.0326 | 2.5937 | 409.3033 | 0 | 未模拟 | 160.3974 | 177.8774 | -76 | 0 | 0 | 24 | 0 | 0 | -5216.45 | 0 | 0 | 15.5623 | 0 | 0 | -5200.8877 | -5200.8877 | 0 | 次日冻结计划复原 | 1 | 1 | 0.25 | 31.25% | 13.71% | 19.28% | 0% | 175 | 175 | 8.435 | 0 | 131.968 | 0.048556 | 19 | 0 | 177.8774 | 0 | 5.2473 | 2026-07-31 | 2026-08-03 17:00 | 2026-08-03_77 | 15 | OK | 128 | 175 | 175 | 40 | 24 | 24 | 2026-08-02 | -76.000000 MW × 274.550000 × 0.250000 h = -5216.450000 EUR | 零头寸，无结算现金 | 零头寸，无结算现金 | 24.000000 MW × 2.593715 × 0.250000 h = 15.562289 EUR | 零上调激活电量 | 零下调激活电量 | -5216.450000 + 0.000000 + 0.000000 + 15.562289 + 0.000000 + 0.000000 = -5200.887711 EUR
2026-08-03 20:15 | 331.56 | 66.2245 | 4.0326 | 2.5937 | 311.9113 | 0 | 未模拟 | 177.8774 | 167.6045 | 37.8041 | 0 | 0 | 24 | 0 | 0 | 3133.5792 | 0 | 0 | 15.5623 | 0 | 0 | 3149.1415 | 3149.1415 | 0 | 次日冻结计划复原 | 1 | 1 | 0.25 | 31.25% | 13.71% | 13.21% | 0% | 175 | 175 | 5.78 | 0 | 131.968 | 0.028536 | 0 | 9.451 | 167.6045 | 0 | 5.2473 | 2026-07-31 | 2026-08-03 17:15 | 2026-08-03_78 | 15 | OK | 128 | 175 | 175 | 40 | 24 | 24 | 2026-08-02 | 37.804069 MW × 331.560000 × 0.250000 h = 3133.579244 EUR | 零头寸，无结算现金 | 零头寸，无结算现金 | 24.000000 MW × 2.593715 × 0.250000 h = 15.562289 EUR | 零上调激活电量 | 零下调激活电量 | 3133.579244 + 0.000000 + 0.000000 + 15.562289 + 0.000000 + 0.000000 = 3149.141533 EUR
2026-08-03 20:30 | 516.8 | 66.2245 | 4.0326 | 2.5937 | 285.5097 | 0 | 未模拟 | 167.6045 | 140.4306 | 100 | 0 | 0 | 24 | 0 | 0 | 12920 | 0 | 0 | 15.5623 | 0 | 0 | 12935.5623 | 12935.5623 | 0 | 次日冻结计划复原 | 1 | 1 | 0.25 | 31.25% | 13.71% | 16.17% | 0% | 175 | 175 | 7.073 | 0 | 131.968 | 0.075483 | 0 | 25 | 140.4306 | 0 | 5.2473 | 2026-07-31 | 2026-08-03 17:30 | 2026-08-03_79 | 15 | OK | 128 | 175 | 175 | 40 | 24 | 24 | 2026-08-02 | 100.000000 MW × 516.800000 × 0.250000 h = 12920.000000 EUR | 零头寸，无结算现金 | 零头寸，无结算现金 | 24.000000 MW × 2.593715 × 0.250000 h = 15.562289 EUR | 零上调激活电量 | 零下调激活电量 | 12920.000000 + 0.000000 + 0.000000 + 15.562289 + 0.000000 + 0.000000 = 12935.562289 EUR
2026-08-03 20:45 | 559.06 | 66.2245 | 4.0326 | 2.5937 | 251.0394 | 95.2871 | 未模拟 | 140.4306 | 113.2583 | 100 | 0 | 0 | 24 | 0 | 0.0015086 | 13976.5 | 0 | 0 | 15.5623 | 0 | -0.14375 | 13991.9185 | 13991.9185 | 0 | 次日冻结计划复原 | 1 | 1 | 0.25 | 31.25% | 13.71% | 7.143% | 0.02514% | 175 | 175 | 3.125 | 0.011 | 131.968 | 0.075479 | 0 | 24.9985 | 113.2583 | 0 | 5.2473 | 2026-07-31 | 2026-08-03 17:45 | 2026-08-03_80 | 15 | OK | 128 | 175 | 175 | 40 | 24 | 24 | 2026-08-02 | 100.000000 MW × 559.060000 × 0.250000 h = 13976.500000 EUR | 零头寸，无结算现金 | 零头寸，无结算现金 | 24.000000 MW × 2.593715 × 0.250000 h = 15.562289 EUR | 零上调激活电量 | −(0.001509 MWh × 95.287100) = -0.143747 EUR | 13976.500000 + 0.000000 + 0.000000 + 15.562289 + 0.000000 + -0.143747 = 13991.918542 EUR
2026-08-03 21:00 | 535.71 | 66.2245 | 7.0836 | 2.5937 | 262.3814 | 95.2871 | 未模拟 | 113.2583 | 86.087 | 100 | 0 | 0 | 24 | 0 | 0.0023314 | 13392.75 | 0 | 0 | 15.5623 | 0 | -0.22216 | 13408.0901 | 13408.0901 | 0 | 次日冻结计划复原 | 1 | 1 | 0.25 | 31.25% | 13.71% | 4.064% | 0.03886% | 175 | 175 | 1.778 | 0.017 | 131.968 | 0.075476 | 0 | 24.9977 | 86.087 | 0 | 5.2473 | 2026-07-31 | 2026-08-03 18:00 | 2026-08-03_81 | 15 | OK | 128 | 175 | 175 | 40 | 24 | 24 | 2026-08-02 | 100.000000 MW × 535.710000 × 0.250000 h = 13392.750000 EUR | 零头寸，无结算现金 | 零头寸，无结算现金 | 24.000000 MW × 2.593715 × 0.250000 h = 15.562289 EUR | 零上调激活电量 | −(0.002331 MWh × 95.287100) = -0.222155 EUR | 13392.750000 + 0.000000 + 0.000000 + 15.562289 + 0.000000 + -0.222155 = 13408.090134 EUR
2026-08-03 21:15 | 469.04 | 66.2245 | 7.0836 | 2.5937 | 369.7742 | 0 | 未模拟 | 86.087 | 58.913 | 100 | 0 | 0 | 24 | 0 | 0 | 11726 | 0 | 0 | 15.5623 | 0 | 0 | 11741.5623 | 11741.5623 | 0 | 次日冻结计划复原 | 1 | 1 | 0.25 | 31.25% | 13.71% | 40.85% | 0% | 175 | 175 | 17.87 | 0 | 131.968 | 0.075483 | 0 | 25 | 58.913 | 0 | 5.2473 | 2026-07-31 | 2026-08-03 18:15 | 2026-08-03_82 | 15 | OK | 128 | 175 | 175 | 40 | 24 | 24 | 2026-08-02 | 100.000000 MW × 469.040000 × 0.250000 h = 11726.000000 EUR | 零头寸，无结算现金 | 零头寸，无结算现金 | 24.000000 MW × 2.593715 × 0.250000 h = 15.562289 EUR | 零上调激活电量 | 零下调激活电量 | 11726.000000 + 0.000000 + 0.000000 + 15.562289 + 0.000000 + 0.000000 = 11741.562289 EUR
2026-08-03 21:30 | 336.01 | 66.2245 | 7.0836 | 2.5937 | 289.3814 | 0 | 未模拟 | 58.913 | 31.7391 | 100 | 0 | 0 | 24 | 0 | 0 | 8400.25 | 0 | 0 | 15.5623 | 0 | 0 | 8415.8123 | 8415.8123 | 0 | 次日冻结计划复原 | 1 | 1 | 0.25 | 31.25% | 13.71% | 29.36% | 0% | 175 | 175 | 12.845 | 0 | 131.968 | 0.075483 | 0 | 25 | 31.7391 | 0 | 5.2473 | 2026-07-31 | 2026-08-03 18:30 | 2026-08-03_83 | 15 | OK | 128 | 175 | 175 | 40 | 24 | 24 | 2026-08-02 | 100.000000 MW × 336.010000 × 0.250000 h = 8400.250000 EUR | 零头寸，无结算现金 | 零头寸，无结算现金 | 24.000000 MW × 2.593715 × 0.250000 h = 15.562289 EUR | 零上调激活电量 | 零下调激活电量 | 8400.250000 + 0.000000 + 0.000000 + 15.562289 + 0.000000 + 0.000000 = 8415.812289 EUR
2026-08-03 21:45 | 280.92 | 66.2245 | 7.0836 | 2.5937 | 275.3782 | 0 | 未模拟 | 31.7391 | 31.7391 | 0 | 0 | 0 | 24 | 0 | 0 | 0 | 0 | 0 | 15.5623 | 0 | 0 | 15.5623 | 15.5623 | 0 | 次日冻结计划复原 | 1 | 1 | 0.25 | 31.25% | 13.71% | 37.34% | 0% | 175 | 175 | 16.336 | 0 | 131.968 | 0 | 0 | 0 | 31.7391 | 0 | 5.2473 | 2026-07-31 | 2026-08-03 18:45 | 2026-08-03_84 | 15 | OK | 128 | 175 | 175 | 40 | 24 | 24 | 2026-08-02 | 零头寸，无结算现金 | 零头寸，无结算现金 | 零头寸，无结算现金 | 24.000000 MW × 2.593715 × 0.250000 h = 15.562289 EUR | 零上调激活电量 | 零下调激活电量 | 0.000000 + 0.000000 + 0.000000 + 15.562289 + 0.000000 + 0.000000 = 15.562289 EUR
2026-08-03 22:00 | 284.93 | 66.2245 | 3.4513 | 2.5937 | 315.4386 | 0 | 未模拟 | 31.7391 | 31.7391 | 0 | 40 | 0 | 24 | 0 | 0 | 0 | 662.2453 | 0 | 15.5623 | 0 | 0 | 677.8076 | 677.8076 | 0 | 次日冻结计划复原 | 1 | 1 | 0.25 | 31.25% | 13.71% | 38.11% | 0% | 175 | 175 | 16.674 | 0 | 131.968 | 0 | 0 | 0 | 31.7391 | 0 | 5.2473 | 2026-07-31 | 2026-08-03 19:00 | 2026-08-03_85 | 15 | OK | 128 | 175 | 175 | 40 | 24 | 24 | 2026-08-02 | 零头寸，无结算现金 | 40.000000 MW × 66.224535 × 0.250000 h = 662.245345 EUR | 零头寸，无结算现金 | 24.000000 MW × 2.593715 × 0.250000 h = 15.562289 EUR | 零上调激活电量 | 零下调激活电量 | 0.000000 + 662.245345 + 0.000000 + 15.562289 + 0.000000 + 0.000000 = 677.807634 EUR
2026-08-03 22:15 | 273.52 | 66.2245 | 3.4513 | 2.5937 | 304.5254 | 0 | 未模拟 | 31.7391 | 31.7391 | 0 | 40 | 0 | 24 | 0 | 0 | 0 | 662.2453 | 0 | 15.5623 | 0 | 0 | 677.8076 | 677.8076 | 0 | 次日冻结计划复原 | 1 | 1 | 0.25 | 31.25% | 13.71% | 40.13% | 0% | 175 | 175 | 17.557 | 0 | 131.968 | 0 | 0 | 0 | 31.7391 | 0 | 5.2473 | 2026-07-31 | 2026-08-03 19:15 | 2026-08-03_86 | 15 | OK | 128 | 175 | 175 | 40 | 24 | 24 | 2026-08-02 | 零头寸，无结算现金 | 40.000000 MW × 66.224535 × 0.250000 h = 662.245345 EUR | 零头寸，无结算现金 | 24.000000 MW × 2.593715 × 0.250000 h = 15.562289 EUR | 零上调激活电量 | 零下调激活电量 | 0.000000 + 662.245345 + 0.000000 + 15.562289 + 0.000000 + 0.000000 = 677.807634 EUR
2026-08-03 22:30 | 264.78 | 66.2245 | 3.4513 | 2.5937 | 281.1842 | 0 | 未模拟 | 31.7391 | 31.7391 | 0 | 40 | 0 | 24 | 0 | 0 | 0 | 662.2453 | 0 | 15.5623 | 0 | 0 | 677.8076 | 677.8076 | 0 | 次日冻结计划复原 | 1 | 1 | 0.25 | 31.25% | 13.71% | 24.96% | 0% | 175 | 175 | 10.92 | 0 | 131.968 | 0 | 0 | 0 | 31.7391 | 0 | 5.2473 | 2026-07-31 | 2026-08-03 19:30 | 2026-08-03_87 | 15 | OK | 128 | 175 | 175 | 40 | 24 | 24 | 2026-08-02 | 零头寸，无结算现金 | 40.000000 MW × 66.224535 × 0.250000 h = 662.245345 EUR | 零头寸，无结算现金 | 24.000000 MW × 2.593715 × 0.250000 h = 15.562289 EUR | 零上调激活电量 | 零下调激活电量 | 0.000000 + 662.245345 + 0.000000 + 15.562289 + 0.000000 + 0.000000 = 677.807634 EUR
2026-08-03 22:45 | 252.4 | 66.2245 | 3.4513 | 2.5937 | 272.8609 | 0 | 未模拟 | 31.7391 | 31.7391 | 0 | 40 | 0 | 24 | 0 | 0 | 0 | 662.2453 | 0 | 15.5623 | 0 | 0 | 677.8076 | 677.8076 | 0 | 次日冻结计划复原 | 1 | 1 | 0.25 | 31.25% | 13.71% | 18.86% | 0% | 175 | 175 | 8.25 | 0 | 131.968 | 0 | 0 | 0 | 31.7391 | 0 | 5.2473 | 2026-07-31 | 2026-08-03 19:45 | 2026-08-03_88 | 15 | OK | 128 | 175 | 175 | 40 | 24 | 24 | 2026-08-02 | 零头寸，无结算现金 | 40.000000 MW × 66.224535 × 0.250000 h = 662.245345 EUR | 零头寸，无结算现金 | 24.000000 MW × 2.593715 × 0.250000 h = 15.562289 EUR | 零上调激活电量 | 零下调激活电量 | 0.000000 + 662.245345 + 0.000000 + 15.562289 + 0.000000 + 0.000000 = 677.807634 EUR
2026-08-03 23:00 | 252.1 | 66.2245 | 7.0665 | 2.5937 | 476.5011 | 0 | 未模拟 | 31.7391 | 34.1954 | -24 | 40 | 24 | 24 | 3.3301 | 0 | -1512.6 | 662.2453 | 42.3989 | 15.5623 | 1586.7975 | 0 | 794.4041 | 794.4041 | 0 | 次日冻结计划复原 | 1 | 1 | 0.25 | 31.25% | 13.71% | 55.5% | 0% | 175 | 175 | 24.282 | 0 | 131.968 | 0.0068231 | 2.6699 | 0 | 34.1954 | 0 | 5.2473 | 2026-07-31 | 2026-08-03 20:00 | 2026-08-03_89 | 15 | OK | 128 | 175 | 175 | 40 | 24 | 24 | 2026-08-02 | -24.000000 MW × 252.100000 × 0.250000 h = -1512.600000 EUR | 40.000000 MW × 66.224535 × 0.250000 h = 662.245345 EUR | 24.000000 MW × 7.066491 × 0.250000 h = 42.398948 EUR | 24.000000 MW × 2.593715 × 0.250000 h = 15.562289 EUR | 3.330103 MWh × 476.501058 = 1586.797534 EUR | 零下调激活电量 | -1512.600000 + 662.245345 + 42.398948 + 15.562289 + 1586.797534 + 0.000000 = 794.404116 EUR
2026-08-03 23:15 | 242.82 | 66.2245 | 7.0665 | 2.5937 | 273.1008 | 0 | 未模拟 | 34.1954 | 32.7177 | -0.89167 | 40 | 24 | 24 | 1.5571 | 0 | -54.1288 | 662.2453 | 42.3989 | 15.5623 | 425.2508 | 0 | 1091.3285 | 1091.3285 | 0 | 次日冻结计划复原 | 1 | 1 | 0.25 | 31.25% | 13.71% | 25.95% | 0% | 175 | 175 | 11.354 | 0 | 131.968 | 0.0049486 | 0.16507 | 1.4993 | 32.7177 | 0 | 5.2473 | 2026-07-31 | 2026-08-03 20:15 | 2026-08-03_90 | 15 | OK | 128 | 175 | 175 | 40 | 24 | 24 | 2026-08-02 | -0.891670 MW × 242.820000 × 0.250000 h = -54.128804 EUR | 40.000000 MW × 66.224535 × 0.250000 h = 662.245345 EUR | 24.000000 MW × 7.066491 × 0.250000 h = 42.398948 EUR | 24.000000 MW × 2.593715 × 0.250000 h = 15.562289 EUR | 1.557120 MWh × 273.100833 = 425.250769 EUR | 零下调激活电量 | -54.128804 + 662.245345 + 42.398948 + 15.562289 + 425.250769 + 0.000000 = 1091.328547 EUR
2026-08-03 23:30 | 234.76 | 66.2245 | 7.0665 | 2.5937 | 254.8606 | 0 | 未模拟 | 32.7177 | 32.0928 | -1.8359 | 40 | 24 | 24 | 0.97481 | 0 | -107.7464 | 662.2453 | 42.3989 | 15.5623 | 248.441 | 0 | 860.9012 | 860.9012 | 0 | 次日冻结计划复原 | 1 | 1 | 0.25 | 31.25% | 13.71% | 16.25% | 0% | 175 | 175 | 7.108 | 0 | 131.968 | 0.0037005 | 0.3844 | 0.90024 | 32.0928 | 0 | 5.2473 | 2026-07-31 | 2026-08-03 20:30 | 2026-08-03_91 | 15 | OK | 128 | 175 | 175 | 40 | 24 | 24 | 2026-08-02 | -1.835855 MW × 234.760000 × 0.250000 h = -107.746354 EUR | 40.000000 MW × 66.224535 × 0.250000 h = 662.245345 EUR | 24.000000 MW × 7.066491 × 0.250000 h = 42.398948 EUR | 24.000000 MW × 2.593715 × 0.250000 h = 15.562289 EUR | 0.974811 MWh × 254.860595 = 248.441021 EUR | 零下调激活电量 | -107.746354 + 662.245345 + 42.398948 + 15.562289 + 248.441021 + 0.000000 = 860.901249 EUR
2026-08-03 23:45 | 229.66 | 66.2245 | 7.0665 | 2.5937 | 221.7417 | 76.9348 | 未模拟 | 32.0928 | 31.7391 | 0 | 40 | 24 | 24 | 0.44201 | 0.13783 | 0 | 662.2453 | 42.3989 | 15.5623 | 98.0123 | -10.6038 | 807.6151 | 807.6151 | 0 | 次日冻结计划复原 | 1 | 1 | 0.25 | 31.25% | 13.71% | 7.367% | 2.297% | 175 | 175 | 3.223 | 1.005 | 131.968 | 0.0016868 | 0.13783 | 0.44201 | 31.7391 | 0 | 5.2473 | 2026-07-31 | 2026-08-03 20:45 | 2026-08-03_92 | 15 | OK | 128 | 175 | 175 | 40 | 24 | 24 | 2026-08-02 | 零头寸，无结算现金 | 40.000000 MW × 66.224535 × 0.250000 h = 662.245345 EUR | 24.000000 MW × 7.066491 × 0.250000 h = 42.398948 EUR | 24.000000 MW × 2.593715 × 0.250000 h = 15.562289 EUR | 0.442011 MWh × 221.741658 = 98.012347 EUR | −(0.137829 MWh × 76.934805) = -10.603814 EUR | 0.000000 + 662.245345 + 42.398948 + 15.562289 + 98.012347 + -10.603814 = 807.615115 EUR

## 相位SOC复算
两次规划的相位SOC与循环复算
每个窗口独立承接其前日末SOC。上调、下调、无激活相位来自冻结订单的确定性轨迹。
净功率、充放电、SOC及EFC均用Excel公式复算。相位细分时间为模型展开时刻。
相位起点 Bucharest | 相位终点 Bucharest | 所属15分钟起点 | 相位 d/u/0 | 相位时长h | 净功率MW | 充电MW | 放电MW | 复算起SOC MWh | 复算末SOC MWh | 原记录起SOC | 原记录末SOC | SOC差异MWh | 复算EFC | 原记录EFC | EFC差异 | AC充电MWh | AC放电MWh | 规划QH序号 | 窗口起日
2026-08-01 | 2026-08-01 00:06 | 2026-08-01 | u | 0.10527 | 1.8829e-13 | 0 | 1.8829e-13 | 31.7391 | 31.7391 | 31.7391 | 31.7391 | 0 | 5.9851e-17 | 5.9851e-17 | 0 | 0 | 1.9822e-14 | 1 | 2026-08-01
2026-08-01 00:06 | 2026-08-01 00:15 | 2026-08-01 | 0 | 0.14473 | -24 | 24 | 0 | 31.7391 | 34.9347 | 31.7391 | 34.9347 | 0 | 0.0088765 | 0.0088765 | 0 | 3.4734 | 0 | 1 | 2026-08-01
2026-08-01 00:15 | 2026-08-01 00:20 | 2026-08-01 00:15 | u | 0.088223 | 24 | 0 | 24 | 34.9347 | 32.6332 | 34.9347 | 32.6332 | 0 | 0.006393 | 0.006393 | 0 | 0 | 2.1173 | 2 | 2026-08-01
2026-08-01 00:20 | 2026-08-01 00:30 | 2026-08-01 00:15 | 0 | 0.16178 | 0 | 0 | 0 | 32.6332 | 32.6332 | 32.6332 | 32.6332 | 0 | 0 | 0 | 0 | 0 | 0 | 2 | 2026-08-01
2026-08-01 00:30 | 2026-08-01 00:38 | 2026-08-01 00:30 | u | 0.13631 | 0 | 0 | 0 | 32.6332 | 32.6332 | 32.6332 | 32.6332 | 0 | 0 | 0 | 0 | 0 | 0 | 3 | 2026-08-01
2026-08-01 00:38 | 2026-08-01 00:45 | 2026-08-01 00:30 | 0 | 0.11369 | -24 | 24 | 0 | 32.6332 | 35.1434 | 32.6332 | 35.1434 | 0 | 0.0069727 | 0.0069727 | 0 | 2.7285 | 0 | 3 | 2026-08-01
2026-08-01 00:45 | 2026-08-01 00:45 | 2026-08-01 00:45 | d | 0.0028343 | -48 | 48 | 0 | 35.1434 | 35.2686 | 35.1434 | 35.2686 | 0 | 0.00034767 | 0.00034767 | 0 | 0.13605 | 0 | 4 | 2026-08-01
2026-08-01 00:45 | 2026-08-01 00:50 | 2026-08-01 00:45 | u | 0.078606 | 0 | 0 | 0 | 35.2686 | 35.2686 | 35.2686 | 35.2686 | 0 | 0 | 0 | 0 | 0 | 0 | 4 | 2026-08-01
2026-08-01 00:50 | 2026-08-01 01:00 | 2026-08-01 00:45 | 0 | 0.16856 | -24 | 24 | 0 | 35.2686 | 38.9904 | 35.2686 | 38.9904 | 0 | 0.010338 | 0.010338 | 0 | 4.0454 | 0 | 4 | 2026-08-01
2026-08-01 01:00 | 2026-08-01 01:01 | 2026-08-01 01:00 | d | 0.010086 | -3.6616 | 3.6616 | 0 | 38.9904 | 39.0243 | 38.9904 | 39.0243 | 0 | 9.4376e-05 | 9.4376e-05 | 0 | 0.03693 | 0 | 5 | 2026-08-01
2026-08-01 01:01 | 2026-08-01 01:01 | 2026-08-01 01:00 | u | 0.0061086 | 44.3384 | 0 | 44.3384 | 39.0243 | 38.7299 | 39.0243 | 38.7299 | 0 | 0.00081777 | 0.00081777 | 0 | 0 | 0.27084 | 5 | 2026-08-01
2026-08-01 01:01 | 2026-08-01 01:15 | 2026-08-01 01:00 | 0 | 0.23381 | 20.3384 | 0 | 20.3384 | 38.7299 | 33.5612 | 38.7299 | 33.5612 | 0 | 0.014358 | 0.014358 | 0 | 0 | 4.7552 | 5 | 2026-08-01
2026-08-01 01:15 | 2026-08-01 01:17 | 2026-08-01 01:15 | u | 0.032269 | 24 | 0 | 24 | 33.5612 | 32.7194 | 33.5612 | 32.7194 | 0 | 0.0023383 | 0.0023383 | 0 | 0 | 0.77445 | 6 | 2026-08-01
2026-08-01 01:17 | 2026-08-01 01:30 | 2026-08-01 01:15 | 0 | 0.21773 | 0 | 0 | 0 | 32.7194 | 32.7194 | 32.7194 | 32.7194 | 0 | 0 | 0 | 0 | 0 | 0 | 6 | 2026-08-01
2026-08-01 01:30 | 2026-08-01 01:32 | 2026-08-01 01:30 | u | 0.036343 | 24 | 0 | 24 | 32.7194 | 31.7713 | 32.7194 | 31.7713 | 0 | 0.0026335 | 0.0026335 | 0 | 0 | 0.87223 | 7 | 2026-08-01
2026-08-01 01:32 | 2026-08-01 01:45 | 2026-08-01 01:30 | 0 | 0.21366 | 0 | 0 | 0 | 31.7713 | 31.7713 | 31.7713 | 31.7713 | 0 | 0 | 0 | 0 | 0 | 0 | 7 | 2026-08-01
2026-08-01 01:45 | 2026-08-01 01:47 | 2026-08-01 01:45 | u | 0.036566 | 0 | 0 | 0 | 31.7713 | 31.7713 | 31.7713 | 31.7713 | 0 | 0 | 0 | 0 | 0 | 0 | 8 | 2026-08-01
2026-08-01 01:47 | 2026-08-01 02:00 | 2026-08-01 01:45 | 0 | 0.21343 | -24 | 24 | 0 | 31.7713 | 36.484 | 31.7713 | 36.484 | 0 | 0.013091 | 0.013091 | 0 | 5.1224 | 0 | 8 | 2026-08-01
2026-08-01 02:00 | 2026-08-01 02:05 | 2026-08-01 02:00 | u | 0.084537 | 24 | 0 | 24 | 36.484 | 34.2786 | 36.484 | 34.2786 | 0 | 0.0061259 | 0.0061259 | 0 | 0 | 2.0289 | 9 | 2026-08-01
2026-08-01 02:05 | 2026-08-01 02:15 | 2026-08-01 02:00 | 0 | 0.16546 | 0 | 0 | 0 | 34.2786 | 34.2786 | 34.2786 | 34.2786 | 0 | 0 | 0 | 0 | 0 | 0 | 9 | 2026-08-01
2026-08-01 02:15 | 2026-08-01 02:20 | 2026-08-01 02:15 | u | 0.0876 | 24 | 0 | 24 | 34.2786 | 31.9934 | 34.2786 | 31.9934 | 0 | 0.0063478 | 0.0063478 | 0 | 0 | 2.1024 | 10 | 2026-08-01
2026-08-01 02:20 | 2026-08-01 02:30 | 2026-08-01 02:15 | 0 | 0.1624 | 0 | 0 | 0 | 31.9934 | 31.9934 | 31.9934 | 31.9934 | 0 | 0 | 0 | 0 | 0 | 0 | 10 | 2026-08-01
2026-08-01 02:30 | 2026-08-01 02:31 | 2026-08-01 02:30 | u | 0.010211 | 22.9112 | 0 | 22.9112 | 31.9934 | 31.7391 | 31.9934 | 31.7391 | 0 | 0.00070639 | 0.00070639 | 0 | 0 | 0.23396 | 11 | 2026-08-01
2026-08-01 02:31 | 2026-08-01 02:45 | 2026-08-01 02:30 | 0 | 0.23979 | -1.0888 | 1.0888 | 0 | 31.7391 | 31.9793 | 31.7391 | 31.9793 | 0 | 0.0006672 | 0.0006672 | 0 | 0.26108 | 0 | 11 | 2026-08-01
2026-08-01 02:45 | 2026-08-01 02:46 | 2026-08-01 02:45 | u | 0.0112 | 19.7299 | 0 | 19.7299 | 31.9793 | 31.7391 | 31.9793 | 31.7391 | 0 | 0.0006672 | 0.0006672 | 0 | 0 | 0.22098 | 12 | 2026-08-01
2026-08-01 02:46 | 2026-08-01 03:00 | 2026-08-01 02:45 | 0 | 0.2388 | -4.2701 | 4.2701 | 0 | 31.7391 | 32.6772 | 31.7391 | 32.6772 | 0 | 0.0026059 | 0.0026059 | 0 | 1.0197 | 0 | 12 | 2026-08-01
2026-08-01 03:00 | 2026-08-01 03:07 | 2026-08-01 03:00 | u | 0.11233 | 7.6836 | 0 | 7.6836 | 32.6772 | 31.7391 | 32.6772 | 31.7391 | 0 | 0.0026059 | 0.0026059 | 0 | 0 | 0.86307 | 13 | 2026-08-01
2026-08-01 03:07 | 2026-08-01 03:15 | 2026-08-01 03:00 | 0 | 0.13767 | -16.3164 | 16.3164 | 0 | 31.7391 | 33.8058 | 31.7391 | 33.8058 | 0 | 0.0057407 | 0.0057407 | 0 | 2.2463 | 0 | 13 | 2026-08-01
2026-08-01 03:15 | 2026-08-01 03:26 | 2026-08-01 03:15 | u | 0.1835 | 0 | 0 | 0 | 33.8058 | 33.8058 | 33.8058 | 33.8058 | 0 | 0 | 0 | 0 | 0 | 0 | 14 | 2026-08-01
2026-08-01 03:26 | 2026-08-01 03:30 | 2026-08-01 03:15 | 0 | 0.066503 | -24 | 24 | 0 | 33.8058 | 35.2742 | 33.8058 | 35.2742 | 0 | 0.0040788 | 0.0040788 | 0 | 1.5961 | 0 | 14 | 2026-08-01
2026-08-01 03:30 | 2026-08-01 03:40 | 2026-08-01 03:30 | u | 0.1611 | 0 | 0 | 0 | 35.2742 | 35.2742 | 35.2742 | 35.2742 | 0 | 0 | 0 | 0 | 0 | 0 | 15 | 2026-08-01
2026-08-01 03:40 | 2026-08-01 03:45 | 2026-08-01 03:30 | 0 | 0.088903 | -24 | 24 | 0 | 35.2742 | 37.2371 | 35.2742 | 37.2371 | 0 | 0.0054527 | 0.0054527 | 0 | 2.1337 | 0 | 15 | 2026-08-01
2026-08-01 03:45 | 2026-08-01 03:54 | 2026-08-01 03:45 | u | 0.14852 | 0 | 0 | 0 | 37.2371 | 37.2371 | 37.2371 | 37.2371 | 0 | 0 | 0 | 0 | 0 | 0 | 16 | 2026-08-01
2026-08-01 03:54 | 2026-08-01 04:00 | 2026-08-01 03:45 | 0 | 0.10148 | -24 | 24 | 0 | 37.2371 | 39.4778 | 37.2371 | 39.4778 | 0 | 0.0062241 | 0.0062241 | 0 | 2.4355 | 0 | 16 | 2026-08-01
2026-08-01 04:00 | 2026-08-01 04:06 | 2026-08-01 04:00 | u | 0.098937 | 24 | 0 | 24 | 39.4778 | 36.8968 | 39.4778 | 36.8968 | 0 | 0.0071694 | 0.0071694 | 0 | 0 | 2.3745 | 17 | 2026-08-01
2026-08-01 04:06 | 2026-08-01 04:15 | 2026-08-01 04:00 | 0 | 0.15106 | 0 | 0 | 0 | 36.8968 | 36.8968 | 36.8968 | 36.8968 | 0 | 0 | 0 | 0 | 0 | 0 | 17 | 2026-08-01
2026-08-01 04:15 | 2026-08-01 04:21 | 2026-08-01 04:15 | u | 0.10383 | 0 | 0 | 0 | 36.8968 | 36.8968 | 36.8968 | 36.8968 | 0 | 0 | 0 | 0 | 0 | 0 | 18 | 2026-08-01
2026-08-01 04:21 | 2026-08-01 04:30 | 2026-08-01 04:15 | 0 | 0.14617 | -24 | 24 | 0 | 36.8968 | 40.1242 | 36.8968 | 40.1242 | 0 | 0.0089648 | 0.0089648 | 0 | 3.508 | 0 | 18 | 2026-08-01
2026-08-01 04:30 | 2026-08-01 04:37 | 2026-08-01 04:30 | u | 0.11507 | 24 | 0 | 24 | 40.1242 | 37.1224 | 40.1242 | 37.1224 | 0 | 0.0083383 | 0.0083383 | 0 | 0 | 2.7616 | 19 | 2026-08-01
2026-08-01 04:37 | 2026-08-01 04:45 | 2026-08-01 04:30 | 0 | 0.13493 | 0 | 0 | 0 | 37.1224 | 37.1224 | 37.1224 | 37.1224 | 0 | 0 | 0 | 0 | 0 | 0 | 19 | 2026-08-01
2026-08-01 04:45 | 2026-08-01 04:48 | 2026-08-01 04:45 | u | 0.04828 | 24 | 0 | 24 | 37.1224 | 35.8629 | 37.1224 | 35.8629 | 0 | 0.0034986 | 0.0034986 | 0 | 0 | 1.1587 | 20 | 2026-08-01
2026-08-01 04:48 | 2026-08-01 05:00 | 2026-08-01 04:45 | 0 | 0.20172 | 0 | 0 | 0 | 35.8629 | 35.8629 | 35.8629 | 35.8629 | 0 | 0 | 0 | 0 | 0 | 0 | 20 | 2026-08-01
2026-08-01 05:00 | 2026-08-01 05:02 | 2026-08-01 05:00 | u | 0.030149 | 24 | 0 | 24 | 35.8629 | 35.0764 | 35.8629 | 35.0764 | 0 | 0.0021847 | 0.0021847 | 0 | 0 | 0.72357 | 21 | 2026-08-01
2026-08-01 05:02 | 2026-08-01 05:15 | 2026-08-01 05:00 | 0 | 0.21985 | 0 | 0 | 0 | 35.0764 | 35.0764 | 35.0764 | 35.0764 | 0 | 0 | 0 | 0 | 0 | 0 | 21 | 2026-08-01
2026-08-01 05:15 | 2026-08-01 05:19 | 2026-08-01 05:15 | u | 0.074309 | 24 | 0 | 24 | 35.0764 | 33.1379 | 35.0764 | 33.1379 | 0 | 0.0053847 | 0.0053847 | 0 | 0 | 1.7834 | 22 | 2026-08-01
2026-08-01 05:19 | 2026-08-01 05:30 | 2026-08-01 05:15 | 0 | 0.17569 | 0 | 0 | 0 | 33.1379 | 33.1379 | 33.1379 | 33.1379 | 0 | 0 | 0 | 0 | 0 | 0 | 22 | 2026-08-01
2026-08-01 05:30 | 2026-08-01 05:38 | 2026-08-01 05:30 | u | 0.12942 | 0 | 0 | 0 | 33.1379 | 33.1379 | 33.1379 | 33.1379 | 0 | 0 | 0 | 0 | 0 | 0 | 23 | 2026-08-01
2026-08-01 05:38 | 2026-08-01 05:45 | 2026-08-01 05:30 | 0 | 0.12058 | -24 | 24 | 0 | 33.1379 | 35.8004 | 33.1379 | 35.8004 | 0 | 0.0073957 | 0.0073957 | 0 | 2.894 | 0 | 23 | 2026-08-01
2026-08-01 05:45 | 2026-08-01 05:54 | 2026-08-01 05:45 | u | 0.14339 | 0 | 0 | 0 | 35.8004 | 35.8004 | 35.8004 | 35.8004 | 0 | 0 | 0 | 0 | 0 | 0 | 24 | 2026-08-01
2026-08-01 05:54 | 2026-08-01 06:00 | 2026-08-01 05:45 | 0 | 0.10661 | -24 | 24 | 0 | 35.8004 | 38.1543 | 35.8004 | 38.1543 | 0 | 0.0065385 | 0.0065385 | 0 | 2.5585 | 0 | 24 | 2026-08-01
2026-08-01 06:00 | 2026-08-01 06:08 | 2026-08-01 06:00 | u | 0.12896 | 0 | 0 | 0 | 38.1543 | 38.1543 | 38.1543 | 38.1543 | 0 | 0 | 0 | 0 | 0 | 0 | 25 | 2026-08-01
2026-08-01 06:08 | 2026-08-01 06:15 | 2026-08-01 06:00 | 0 | 0.12104 | -24 | 24 | 0 | 38.1543 | 40.8268 | 38.1543 | 40.8268 | 0 | 0.0074238 | 0.0074238 | 0 | 2.905 | 0 | 25 | 2026-08-01
2026-08-01 06:15 | 2026-08-01 06:16 | 2026-08-01 06:15 | u | 0.017754 | 24 | 0 | 24 | 40.8268 | 40.3637 | 40.8268 | 40.3637 | 0 | 0.0012865 | 0.0012865 | 0 | 0 | 0.4261 | 26 | 2026-08-01
2026-08-01 06:16 | 2026-08-01 06:30 | 2026-08-01 06:15 | 0 | 0.23225 | 0 | 0 | 0 | 40.3637 | 40.3637 | 40.3637 | 40.3637 | 0 | 0 | 0 | 0 | 0 | 0 | 26 | 2026-08-01
2026-08-01 06:30 | 2026-08-01 06:32 | 2026-08-01 06:30 | u | 0.025297 | 24 | 0 | 24 | 40.3637 | 39.7037 | 40.3637 | 39.7037 | 0 | 0.0018331 | 0.0018331 | 0 | 0 | 0.60713 | 27 | 2026-08-01
2026-08-01 06:32 | 2026-08-01 06:45 | 2026-08-01 06:30 | 0 | 0.2247 | 0 | 0 | 0 | 39.7037 | 39.7037 | 39.7037 | 39.7037 | 0 | 0 | 0 | 0 | 0 | 0 | 27 | 2026-08-01
2026-08-01 06:45 | 2026-08-01 06:45 | 2026-08-01 06:45 | d | 9.1429e-05 | -24 | 24 | 0 | 39.7037 | 39.7058 | 39.7037 | 39.7058 | 0 | 5.6076e-06 | 5.6076e-06 | 0 | 0.0021943 | 0 | 28 | 2026-08-01
2026-08-01 06:45 | 2026-08-01 06:45 | 2026-08-01 06:45 | u | 0.00648 | 24 | 0 | 24 | 39.7058 | 39.5367 | 39.7058 | 39.5367 | 0 | 0.00046957 | 0.00046957 | 0 | 0 | 0.15552 | 28 | 2026-08-01
2026-08-01 06:45 | 2026-08-01 07:00 | 2026-08-01 06:45 | 0 | 0.24343 | 0 | 0 | 0 | 39.5367 | 39.5367 | 39.5367 | 39.5367 | 0 | 0 | 0 | 0 | 0 | 0 | 28 | 2026-08-01
2026-08-01 07:00 | 2026-08-01 07:06 | 2026-08-01 07:00 | u | 0.097223 | 24 | 0 | 24 | 39.5367 | 37.0005 | 39.5367 | 37.0005 | 0 | 0.0070451 | 0.0070451 | 0 | 0 | 2.3333 | 29 | 2026-08-01
2026-08-01 07:06 | 2026-08-01 07:15 | 2026-08-01 07:00 | 0 | 0.15278 | 0 | 0 | 0 | 37.0005 | 37.0005 | 37.0005 | 37.0005 | 0 | 0 | 0 | 0 | 0 | 0 | 29 | 2026-08-01
2026-08-01 07:15 | 2026-08-01 07:18 | 2026-08-01 07:15 | u | 0.047126 | 24 | 0 | 24 | 37.0005 | 35.7711 | 37.0005 | 35.7711 | 0 | 0.0034149 | 0.0034149 | 0 | 0 | 1.131 | 30 | 2026-08-01
2026-08-01 07:18 | 2026-08-01 07:30 | 2026-08-01 07:15 | 0 | 0.20287 | 0 | 0 | 0 | 35.7711 | 35.7711 | 35.7711 | 35.7711 | 0 | 0 | 0 | 0 | 0 | 0 | 30 | 2026-08-01
2026-08-01 07:30 | 2026-08-01 07:31 | 2026-08-01 07:30 | u | 0.016223 | 24 | 0 | 24 | 35.7711 | 35.3479 | 35.7711 | 35.3479 | 0 | 0.0011756 | 0.0011756 | 0 | 0 | 0.38935 | 31 | 2026-08-01
2026-08-01 07:31 | 2026-08-01 07:45 | 2026-08-01 07:30 | 0 | 0.23378 | 0 | 0 | 0 | 35.3479 | 35.3479 | 35.3479 | 35.3479 | 0 | 0 | 0 | 0 | 0 | 0 | 31 | 2026-08-01
2026-08-01 07:45 | 2026-08-01 07:45 | 2026-08-01 07:45 | d | 0.0025314 | -24 | 24 | 0 | 35.3479 | 35.4038 | 35.3479 | 35.4038 | 0 | 0.00015526 | 0.00015526 | 0 | 0.060754 | 0 | 32 | 2026-08-01
2026-08-01 07:45 | 2026-08-01 07:46 | 2026-08-01 07:45 | u | 0.013691 | 24 | 0 | 24 | 35.4038 | 35.0466 | 35.4038 | 35.0466 | 0 | 0.00099213 | 0.00099213 | 0 | 0 | 0.32859 | 32 | 2026-08-01
2026-08-01 07:46 | 2026-08-01 08:00 | 2026-08-01 07:45 | 0 | 0.23378 | 0 | 0 | 0 | 35.0466 | 35.0466 | 35.0466 | 35.0466 | 0 | 0 | 0 | 0 | 0 | 0 | 32 | 2026-08-01
2026-08-01 08:00 | 2026-08-01 08:04 | 2026-08-01 08:00 | u | 0.073646 | 24 | 0 | 24 | 35.0466 | 33.1254 | 35.0466 | 33.1254 | 0 | 0.0053366 | 0.0053366 | 0 | 0 | 1.7675 | 33 | 2026-08-01
2026-08-01 08:04 | 2026-08-01 08:15 | 2026-08-01 08:00 | 0 | 0.17635 | 0 | 0 | 0 | 33.1254 | 33.1254 | 33.1254 | 33.1254 | 0 | 0 | 0 | 0 | 0 | 0 | 33 | 2026-08-01
2026-08-01 08:15 | 2026-08-01 08:18 | 2026-08-01 08:15 | u | 0.055926 | 22.8053 | 0 | 22.8053 | 33.1254 | 31.7391 | 33.1254 | 31.7391 | 0 | 0.0038508 | 0.0038508 | 0 | 0 | 1.2754 | 34 | 2026-08-01
2026-08-01 08:18 | 2026-08-01 08:30 | 2026-08-01 08:15 | 0 | 0.19407 | -1.1947 | 1.1947 | 0 | 31.7391 | 31.9524 | 31.7391 | 31.9524 | 0 | 0.00059255 | 0.00059255 | 0 | 0.23187 | 0 | 34 | 2026-08-01
2026-08-01 08:30 | 2026-08-01 08:30 | 2026-08-01 08:30 | u | 0.0081771 | 24 | 0 | 24 | 31.9524 | 31.7391 | 31.9524 | 31.7391 | 0 | 0.00059255 | 0.00059255 | 0 | 0 | 0.19625 | 35 | 2026-08-01
2026-08-01 08:30 | 2026-08-01 08:45 | 2026-08-01 08:30 | 0 | 0.24182 | 0 | 0 | 0 | 31.7391 | 31.7391 | 31.7391 | 31.7391 | 0 | 0 | 0 | 0 | 0 | 0 | 35 | 2026-08-01
2026-08-01 08:45 | 2026-08-01 08:46 | 2026-08-01 08:45 | d | 0.010463 | -60 | 60 | 0 | 31.7391 | 32.3167 | 31.7391 | 32.3167 | 0 | 0.0016043 | 0.0016043 | 0 | 0.62777 | 0 | 36 | 2026-08-01
2026-08-01 08:46 | 2026-08-01 08:46 | 2026-08-01 08:45 | u | 0.00050286 | -12 | 12 | 0 | 32.3167 | 32.3222 | 32.3167 | 32.3222 | 0 | 1.5421e-05 | 1.5421e-05 | 0 | 0.0060343 | 0 | 36 | 2026-08-01
2026-08-01 08:46 | 2026-08-01 09:00 | 2026-08-01 08:45 | 0 | 0.23903 | -36 | 36 | 0 | 32.3222 | 40.239 | 32.3222 | 40.239 | 0 | 0.021991 | 0.021991 | 0 | 8.6052 | 0 | 36 | 2026-08-01
2026-08-01 09:00 | 2026-08-01 09:00 | 2026-08-01 09:00 | d | 0.0014971 | 29.165 | 0 | 29.165 | 40.239 | 40.1916 | 40.239 | 40.1916 | 0 | 0.00013184 | 0.00013184 | 0 | 0 | 0.043664 | 37 | 2026-08-01
2026-08-01 09:00 | 2026-08-01 09:01 | 2026-08-01 09:00 | u | 0.017851 | 53.165 | 0 | 53.165 | 40.1916 | 39.16 | 40.1916 | 39.16 | 0 | 0.0028656 | 0.0028656 | 0 | 0 | 0.94907 | 37 | 2026-08-01
2026-08-01 09:01 | 2026-08-01 09:15 | 2026-08-01 09:00 | 0 | 0.23065 | 29.165 | 0 | 29.165 | 39.16 | 31.8481 | 39.16 | 31.8481 | 0 | 0.020311 | 0.020311 | 0 | 0 | 6.7269 | 37 | 2026-08-01
2026-08-01 09:15 | 2026-08-01 09:15 | 2026-08-01 09:15 | d | 0.00061143 | 0 | 0 | 0 | 31.8481 | 31.8481 | 31.8481 | 31.8481 | 0 | 0 | 0 | 0 | 0 | 0 | 38 | 2026-08-01
2026-08-01 09:15 | 2026-08-01 09:15 | 2026-08-01 09:15 | u | 0.00052 | 24 | 0 | 24 | 31.8481 | 31.8345 | 31.8481 | 31.8345 | 0 | 3.7681e-05 | 3.7681e-05 | 0 | 0 | 0.01248 | 38 | 2026-08-01
2026-08-01 09:15 | 2026-08-01 09:30 | 2026-08-01 09:15 | 0 | 0.24887 | 0 | 0 | 0 | 31.8345 | 31.8345 | 31.8345 | 31.8345 | 0 | 0 | 0 | 0 | 0 | 0 | 38 | 2026-08-01
2026-08-01 09:30 | 2026-08-01 09:30 | 2026-08-01 09:30 | d | 1.7143e-05 | 0 | 0 | 0 | 31.8345 | 31.8345 | 31.8345 | 31.8345 | 0 | 0 | 0 | 0 | 0 | 0 | 39 | 2026-08-01
2026-08-01 09:30 | 2026-08-01 09:30 | 2026-08-01 09:30 | u | 0.0036571 | 24 | 0 | 24 | 31.8345 | 31.7391 | 31.8345 | 31.7391 | 0 | 0.00026501 | 0.00026501 | 0 | 0 | 0.087771 | 39 | 2026-08-01
2026-08-01 09:30 | 2026-08-01 09:45 | 2026-08-01 09:30 | 0 | 0.24633 | 0 | 0 | 0 | 31.7391 | 31.7391 | 31.7391 | 31.7391 | 0 | 0 | 0 | 0 | 0 | 0 | 39 | 2026-08-01
2026-08-01 09:45 | 2026-08-01 09:46 | 2026-08-01 09:45 | d | 0.0087429 | -60 | 60 | 0 | 31.7391 | 32.2217 | 31.7391 | 32.2217 | 0 | 0.0013406 | 0.0013406 | 0 | 0.52457 | 0 | 40 | 2026-08-01
2026-08-01 09:46 | 2026-08-01 09:46 | 2026-08-01 09:45 | u | 0.0046057 | -36 | 36 | 0 | 32.2217 | 32.3743 | 32.2217 | 32.3743 | 0 | 0.00042373 | 0.00042373 | 0 | 0.16581 | 0 | 40 | 2026-08-01
2026-08-01 09:46 | 2026-08-01 10:00 | 2026-08-01 09:45 | 0 | 0.23665 | -60 | 60 | 0 | 32.3743 | 45.4374 | 32.3743 | 45.4374 | 0 | 0.036287 | 0.036287 | 0 | 14.1991 | 0 | 40 | 2026-08-01
2026-08-01 10:00 | 2026-08-01 10:00 | 2026-08-01 10:00 | d | 0.0031943 | 46 | 0 | 46 | 45.4374 | 45.2777 | 45.4374 | 45.2777 | 0 | 0.00044365 | 0.00044365 | 0 | 0 | 0.14694 | 41 | 2026-08-01
2026-08-01 10:00 | 2026-08-01 10:01 | 2026-08-01 10:00 | u | 0.00572 | 60 | 0 | 60 | 45.2777 | 44.9047 | 45.2777 | 44.9047 | 0 | 0.0010362 | 0.0010362 | 0 | 0 | 0.3432 | 41 | 2026-08-01
2026-08-01 10:01 | 2026-08-01 10:15 | 2026-08-01 10:00 | 0 | 0.24109 | 46 | 0 | 46 | 44.9047 | 32.8504 | 44.9047 | 32.8504 | 0 | 0.033484 | 0.033484 | 0 | 0 | 11.0899 | 41 | 2026-08-01
2026-08-01 10:15 | 2026-08-01 10:20 | 2026-08-01 10:15 | u | 0.08952 | 11.264 | 0 | 11.264 | 32.8504 | 31.7544 | 32.8504 | 31.7544 | 0 | 0.0030445 | 0.0030445 | 0 | 0 | 1.0084 | 42 | 2026-08-01
2026-08-01 10:20 | 2026-08-01 10:30 | 2026-08-01 10:15 | 0 | 0.16048 | -2.736 | 2.736 | 0 | 31.7544 | 32.1583 | 31.7544 | 32.1583 | 0 | 0.0011221 | 0.0011221 | 0 | 0.43907 | 0 | 42 | 2026-08-01
2026-08-01 10:30 | 2026-08-01 10:32 | 2026-08-01 10:30 | u | 0.03628 | -46 | 46 | 0 | 32.1583 | 33.6937 | 32.1583 | 33.6937 | 0 | 0.0042649 | 0.0042649 | 0 | 1.6689 | 0 | 43 | 2026-08-01
2026-08-01 10:32 | 2026-08-01 10:45 | 2026-08-01 10:30 | 0 | 0.21372 | -60 | 60 | 0 | 33.6937 | 45.491 | 33.6937 | 45.491 | 0 | 0.03277 | 0.03277 | 0 | 12.8232 | 0 | 43 | 2026-08-01
2026-08-01 10:45 | 2026-08-01 10:45 | 2026-08-01 10:45 | d | 0.00070857 | -60 | 60 | 0 | 45.491 | 45.5301 | 45.491 | 45.5301 | 0 | 0.00010865 | 0.00010865 | 0 | 0.042514 | 0 | 44 | 2026-08-01
2026-08-01 10:45 | 2026-08-01 10:45 | 2026-08-01 10:45 | u | 0.00053714 | -46 | 46 | 0 | 45.5301 | 45.5529 | 45.5301 | 45.5529 | 0 | 6.3144e-05 | 6.3144e-05 | 0 | 0.024709 | 0 | 44 | 2026-08-01
2026-08-01 10:45 | 2026-08-01 11:00 | 2026-08-01 10:45 | 0 | 0.24875 | -60 | 60 | 0 | 45.5529 | 59.2841 | 45.5529 | 59.2841 | 0 | 0.038142 | 0.038142 | 0 | 14.9253 | 0 | 44 | 2026-08-01
2026-08-01 11:00 | 2026-08-01 11:00 | 2026-08-01 11:00 | d | 0.00015429 | 36 | 0 | 36 | 59.2841 | 59.2781 | 59.2841 | 59.2781 | 0 | 1.677e-05 | 1.677e-05 | 0 | 0 | 0.0055543 | 45 | 2026-08-01
2026-08-01 11:00 | 2026-08-01 11:01 | 2026-08-01 11:00 | u | 0.0172 | 60 | 0 | 60 | 59.2781 | 58.1563 | 59.2781 | 58.1563 | 0 | 0.0031159 | 0.0031159 | 0 | 0 | 1.032 | 45 | 2026-08-01
2026-08-01 11:01 | 2026-08-01 11:15 | 2026-08-01 11:00 | 0 | 0.23265 | 60 | 0 | 60 | 58.1563 | 42.9838 | 58.1563 | 42.9838 | 0 | 0.042146 | 0.042146 | 0 | 0 | 13.9587 | 45 | 2026-08-01
2026-08-01 11:15 | 2026-08-01 11:17 | 2026-08-01 11:15 | u | 0.033606 | 0 | 0 | 0 | 42.9838 | 42.9838 | 42.9838 | 42.9838 | 0 | 0 | 0 | 0 | 0 | 0 | 46 | 2026-08-01
2026-08-01 11:17 | 2026-08-01 11:30 | 2026-08-01 11:15 | 0 | 0.21639 | 0 | 0 | 0 | 42.9838 | 42.9838 | 42.9838 | 42.9838 | 0 | 0 | 0 | 0 | 0 | 0 | 46 | 2026-08-01
2026-08-01 11:30 | 2026-08-01 11:30 | 2026-08-01 11:30 | d | 4e-05 | -60 | 60 | 0 | 42.9838 | 42.986 | 42.9838 | 42.986 | 0 | 6.1333e-06 | 6.1333e-06 | 0 | 0.0024 | 0 | 47 | 2026-08-01
2026-08-01 11:30 | 2026-08-01 11:31 | 2026-08-01 11:30 | u | 0.015086 | -36 | 36 | 0 | 42.986 | 43.4856 | 42.986 | 43.4856 | 0 | 0.0013879 | 0.0013879 | 0 | 0.54309 | 0 | 47 | 2026-08-01
2026-08-01 11:31 | 2026-08-01 11:45 | 2026-08-01 11:30 | 0 | 0.23487 | -36 | 36 | 0 | 43.4856 | 51.2647 | 43.4856 | 51.2647 | 0 | 0.021608 | 0.021608 | 0 | 8.4555 | 0 | 47 | 2026-08-01
2026-08-01 11:45 | 2026-08-01 11:46 | 2026-08-01 11:45 | d | 0.01644 | -24 | 24 | 0 | 51.2647 | 51.6277 | 51.2647 | 51.6277 | 0 | 0.0010083 | 0.0010083 | 0 | 0.39456 | 0 | 48 | 2026-08-01
2026-08-01 11:46 | 2026-08-01 11:47 | 2026-08-01 11:45 | u | 0.012126 | 0 | 0 | 0 | 51.6277 | 51.6277 | 51.6277 | 51.6277 | 0 | 0 | 0 | 0 | 0 | 0 | 48 | 2026-08-01
2026-08-01 11:47 | 2026-08-01 12:00 | 2026-08-01 11:45 | 0 | 0.22143 | 0 | 0 | 0 | 51.6277 | 51.6277 | 51.6277 | 51.6277 | 0 | 0 | 0 | 0 | 0 | 0 | 48 | 2026-08-01
2026-08-01 12:00 | 2026-08-01 12:03 | 2026-08-01 12:00 | d | 0.051691 | 19 | 0 | 19 | 51.6277 | 50.5601 | 51.6277 | 50.5601 | 0 | 0.0029654 | 0.0029654 | 0 | 0 | 0.98214 | 49 | 2026-08-01
2026-08-01 12:03 | 2026-08-01 12:15 | 2026-08-01 12:00 | 0 | 0.19831 | 43 | 0 | 43 | 50.5601 | 41.2913 | 50.5601 | 41.2913 | 0 | 0.025747 | 0.025747 | 0 | 0 | 8.5273 | 49 | 2026-08-01
2026-08-01 12:15 | 2026-08-01 12:20 | 2026-08-01 12:15 | d | 0.081749 | 19 | 0 | 19 | 41.2913 | 39.6031 | 41.2913 | 39.6031 | 0 | 0.0046897 | 0.0046897 | 0 | 0 | 1.5532 | 50 | 2026-08-01
2026-08-01 12:20 | 2026-08-01 12:30 | 2026-08-01 12:15 | 0 | 0.16825 | 43 | 0 | 43 | 39.6031 | 31.7391 | 39.6031 | 31.7391 | 0 | 0.021844 | 0.021844 | 0 | 0 | 7.2348 | 50 | 2026-08-01
2026-08-01 12:30 | 2026-08-01 12:37 | 2026-08-01 12:30 | d | 0.12087 | -13.3911 | 13.3911 | 0 | 31.7391 | 33.2282 | 31.7391 | 33.2282 | 0 | 0.0041363 | 0.0041363 | 0 | 1.6186 | 0 | 51 | 2026-08-01
2026-08-01 12:37 | 2026-08-01 12:45 | 2026-08-01 12:30 | 0 | 0.12913 | 10.6089 | 0 | 10.6089 | 33.2282 | 31.7391 | 33.2282 | 31.7391 | 0 | 0.0041363 | 0.0041363 | 0 | 0 | 1.3699 | 51 | 2026-08-01
2026-08-01 12:45 | 2026-08-01 12:53 | 2026-08-01 12:45 | d | 0.13073 | -35.0842 | 35.0842 | 0 | 31.7391 | 35.9588 | 31.7391 | 35.9588 | 0 | 0.011721 | 0.011721 | 0 | 4.5866 | 0 | 52 | 2026-08-01
2026-08-01 12:53 | 2026-08-01 13:00 | 2026-08-01 12:45 | 0 | 0.11927 | -11.0842 | 11.0842 | 0 | 35.9588 | 37.1751 | 35.9588 | 37.1751 | 0 | 0.0033784 | 0.0033784 | 0 | 1.322 | 0 | 52 | 2026-08-01
2026-08-01 13:00 | 2026-08-01 13:10 | 2026-08-01 13:00 | d | 0.16662 | 12 | 0 | 12 | 37.1751 | 35.0017 | 37.1751 | 35.0017 | 0 | 0.0060371 | 0.0060371 | 0 | 0 | 1.9995 | 53 | 2026-08-01
2026-08-01 13:10 | 2026-08-01 13:15 | 2026-08-01 13:00 | 0 | 0.083377 | 36 | 0 | 36 | 35.0017 | 31.7391 | 35.0017 | 31.7391 | 0 | 0.0090627 | 0.0090627 | 0 | 0 | 3.0016 | 53 | 2026-08-01
2026-08-01 13:15 | 2026-08-01 13:26 | 2026-08-01 13:15 | d | 0.18757 | -60 | 60 | 0 | 31.7391 | 42.0928 | 31.7391 | 42.0928 | 0 | 0.02876 | 0.02876 | 0 | 11.2539 | 0 | 54 | 2026-08-01
2026-08-01 13:26 | 2026-08-01 13:30 | 2026-08-01 13:15 | 0 | 0.062434 | -36 | 36 | 0 | 42.0928 | 44.1606 | 42.0928 | 44.1606 | 0 | 0.005744 | 0.005744 | 0 | 2.2476 | 0 | 54 | 2026-08-01
2026-08-01 13:30 | 2026-08-01 13:34 | 2026-08-01 13:30 | d | 0.064091 | -60 | 60 | 0 | 44.1606 | 47.6984 | 44.1606 | 47.6984 | 0 | 0.0098274 | 0.0098274 | 0 | 3.8455 | 0 | 55 | 2026-08-01
2026-08-01 13:34 | 2026-08-01 13:45 | 2026-08-01 13:30 | 0 | 0.18591 | -36 | 36 | 0 | 47.6984 | 53.8557 | 47.6984 | 53.8557 | 0 | 0.017104 | 0.017104 | 0 | 6.6927 | 0 | 55 | 2026-08-01
2026-08-01 13:45 | 2026-08-01 13:51 | 2026-08-01 13:45 | d | 0.10709 | -60 | 60 | 0 | 53.8557 | 59.7672 | 53.8557 | 59.7672 | 0 | 0.016421 | 0.016421 | 0 | 6.4255 | 0 | 56 | 2026-08-01
2026-08-01 13:51 | 2026-08-01 14:00 | 2026-08-01 13:45 | 0 | 0.14291 | -36 | 36 | 0 | 59.7672 | 64.5003 | 59.7672 | 64.5003 | 0 | 0.013148 | 0.013148 | 0 | 5.1447 | 0 | 56 | 2026-08-01
2026-08-01 14:00 | 2026-08-01 14:03 | 2026-08-01 14:00 | d | 0.054143 | -60 | 60 | 0 | 64.5003 | 67.489 | 64.5003 | 67.489 | 0 | 0.0083019 | 0.0083019 | 0 | 3.2486 | 0 | 57 | 2026-08-01
2026-08-01 14:03 | 2026-08-01 14:15 | 2026-08-01 14:00 | 0 | 0.19586 | -36 | 36 | 0 | 67.489 | 73.9758 | 67.489 | 73.9758 | 0 | 0.018019 | 0.018019 | 0 | 7.0509 | 0 | 57 | 2026-08-01
2026-08-01 14:15 | 2026-08-01 14:17 | 2026-08-01 14:15 | d | 0.038229 | -60 | 60 | 0 | 73.9758 | 76.086 | 73.9758 | 76.086 | 0 | 0.0058617 | 0.0058617 | 0 | 2.2937 | 0 | 58 | 2026-08-01
2026-08-01 14:17 | 2026-08-01 14:30 | 2026-08-01 14:15 | 0 | 0.21177 | -36 | 36 | 0 | 76.086 | 83.0999 | 76.086 | 83.0999 | 0 | 0.019483 | 0.019483 | 0 | 7.6238 | 0 | 58 | 2026-08-01
2026-08-01 14:30 | 2026-08-01 14:36 | 2026-08-01 14:30 | d | 0.10317 | -60 | 60 | 0 | 83.0999 | 88.7946 | 83.0999 | 88.7946 | 0 | 0.015819 | 0.015819 | 0 | 6.1899 | 0 | 59 | 2026-08-01
2026-08-01 14:36 | 2026-08-01 14:45 | 2026-08-01 14:30 | 0 | 0.14683 | -36 | 36 | 0 | 88.7946 | 93.6578 | 88.7946 | 93.6578 | 0 | 0.013509 | 0.013509 | 0 | 5.286 | 0 | 59 | 2026-08-01
2026-08-01 14:45 | 2026-08-01 14:49 | 2026-08-01 14:45 | d | 0.070034 | -60 | 60 | 0 | 93.6578 | 97.5237 | 93.6578 | 97.5237 | 0 | 0.010739 | 0.010739 | 0 | 4.2021 | 0 | 60 | 2026-08-01
2026-08-01 14:49 | 2026-08-01 15:00 | 2026-08-01 14:45 | 0 | 0.17997 | -36 | 36 | 0 | 97.5237 | 103.4841 | 97.5237 | 103.4841 | 0 | 0.016557 | 0.016557 | 0 | 6.4788 | 0 | 60 | 2026-08-01
2026-08-01 15:00 | 2026-08-01 15:01 | 2026-08-01 15:00 | d | 0.0098857 | -60 | 60 | 0 | 103.4841 | 104.0298 | 103.4841 | 104.0298 | 0 | 0.0015158 | 0.0015158 | 0 | 0.59314 | 0 | 61 | 2026-08-01
2026-08-01 15:01 | 2026-08-01 15:01 | 2026-08-01 15:00 | u | 0.00029714 | -13 | 13 | 0 | 104.0298 | 104.0334 | 104.0298 | 104.0334 | 0 | 9.8717e-06 | 9.8717e-06 | 0 | 0.0038629 | 0 | 61 | 2026-08-01
2026-08-01 15:01 | 2026-08-01 15:15 | 2026-08-01 15:00 | 0 | 0.23982 | -37 | 37 | 0 | 104.0334 | 112.1967 | 104.0334 | 112.1967 | 0 | 0.022676 | 0.022676 | 0 | 8.8732 | 0 | 61 | 2026-08-01
2026-08-01 15:15 | 2026-08-01 15:16 | 2026-08-01 15:15 | d | 0.014189 | -60 | 60 | 0 | 112.1967 | 112.9799 | 112.1967 | 112.9799 | 0 | 0.0021756 | 0.0021756 | 0 | 0.85131 | 0 | 62 | 2026-08-01
2026-08-01 15:16 | 2026-08-01 15:30 | 2026-08-01 15:15 | 0 | 0.23581 | -37 | 37 | 0 | 112.9799 | 121.007 | 112.9799 | 121.007 | 0 | 0.022297 | 0.022297 | 0 | 8.725 | 0 | 62 | 2026-08-01
2026-08-01 15:30 | 2026-08-01 15:33 | 2026-08-01 15:30 | d | 0.047749 | -60 | 60 | 0 | 121.007 | 123.6427 | 121.007 | 123.6427 | 0 | 0.0073214 | 0.0073214 | 0 | 2.8649 | 0 | 63 | 2026-08-01
2026-08-01 15:33 | 2026-08-01 15:45 | 2026-08-01 15:30 | 0 | 0.20225 | -37 | 37 | 0 | 123.6427 | 130.5273 | 123.6427 | 130.5273 | 0 | 0.019124 | 0.019124 | 0 | 7.4833 | 0 | 63 | 2026-08-01
2026-08-01 15:45 | 2026-08-01 15:46 | 2026-08-01 15:45 | d | 0.014526 | -23 | 23 | 0 | 130.5273 | 130.8347 | 130.5273 | 130.8347 | 0 | 0.00085379 | 0.00085379 | 0 | 0.33409 | 0 | 64 | 2026-08-01
2026-08-01 15:46 | 2026-08-01 15:46 | 2026-08-01 15:45 | u | 0.00077143 | 24 | 0 | 24 | 130.8347 | 130.8146 | 130.8347 | 130.8146 | 0 | 5.5901e-05 | 5.5901e-05 | 0 | 0 | 0.018514 | 64 | 2026-08-01
2026-08-01 15:46 | 2026-08-01 16:00 | 2026-08-01 15:45 | 0 | 0.2347 | 0 | 0 | 0 | 130.8146 | 130.8146 | 130.8146 | 130.8146 | 0 | 0 | 0 | 0 | 0 | 0 | 64 | 2026-08-01
2026-08-01 16:00 | 2026-08-01 16:00 | 2026-08-01 16:00 | d | 0.0013143 | -60 | 60 | 0 | 130.8146 | 130.8871 | 130.8146 | 130.8871 | 0 | 0.00020152 | 0.00020152 | 0 | 0.078857 | 0 | 65 | 2026-08-01
2026-08-01 16:00 | 2026-08-01 16:00 | 2026-08-01 16:00 | u | 0.0010514 | -36 | 36 | 0 | 130.8871 | 130.9219 | 130.8871 | 130.9219 | 0 | 9.6731e-05 | 9.6731e-05 | 0 | 0.037851 | 0 | 65 | 2026-08-01
2026-08-01 16:00 | 2026-08-01 16:15 | 2026-08-01 16:00 | 0 | 0.24763 | -60 | 60 | 0 | 130.9219 | 144.5914 | 130.9219 | 144.5914 | 0 | 0.037971 | 0.037971 | 0 | 14.8581 | 0 | 65 | 2026-08-01
2026-08-01 16:15 | 2026-08-01 16:15 | 2026-08-01 16:15 | d | 0.00061143 | -60 | 60 | 0 | 144.5914 | 144.6251 | 144.5914 | 144.6251 | 0 | 9.3752e-05 | 9.3752e-05 | 0 | 0.036686 | 0 | 66 | 2026-08-01
2026-08-01 16:15 | 2026-08-01 16:16 | 2026-08-01 16:15 | u | 0.013743 | -36 | 36 | 0 | 144.6251 | 145.0803 | 144.6251 | 145.0803 | 0 | 0.0012643 | 0.0012643 | 0 | 0.49474 | 0 | 66 | 2026-08-01
2026-08-01 16:16 | 2026-08-01 16:30 | 2026-08-01 16:15 | 0 | 0.23565 | -60 | 60 | 0 | 145.0803 | 158.0879 | 145.0803 | 158.0879 | 0 | 0.036132 | 0.036132 | 0 | 14.1387 | 0 | 66 | 2026-08-01
2026-08-01 16:30 | 2026-08-01 16:30 | 2026-08-01 16:30 | d | 0.00054857 | -59.7949 | 59.7949 | 0 | 158.0879 | 158.1181 | 158.0879 | 158.1181 | 0 | 8.3827e-05 | 8.3827e-05 | 0 | 0.032802 | 0 | 67 | 2026-08-01
2026-08-01 16:30 | 2026-08-01 16:31 | 2026-08-01 16:30 | u | 0.010903 | -35.7949 | 35.7949 | 0 | 158.1181 | 158.4771 | 158.1181 | 158.4771 | 0 | 0.00099735 | 0.00099735 | 0 | 0.39027 | 0 | 67 | 2026-08-01
2026-08-01 16:31 | 2026-08-01 16:45 | 2026-08-01 16:30 | 0 | 0.23855 | -59.7949 | 59.7949 | 0 | 158.4771 | 171.6 | 158.4771 | 171.6 | 0 | 0.036452 | 0.036452 | 0 | 14.264 | 0 | 67 | 2026-08-01
2026-08-01 16:45 | 2026-08-01 16:45 | 2026-08-01 16:45 | d | 0.0020743 | 35.5984 | 0 | 35.5984 | 171.6 | 171.5197 | 171.6 | 171.5197 | 0 | 0.00022295 | 0.00022295 | 0 | 0 | 0.073841 | 68 | 2026-08-01
2026-08-01 16:45 | 2026-08-01 16:45 | 2026-08-01 16:45 | u | 0.00061714 | 59.5984 | 0 | 59.5984 | 171.5197 | 171.4798 | 171.5197 | 171.4798 | 0 | 0.00011105 | 0.00011105 | 0 | 0 | 0.036781 | 68 | 2026-08-01
2026-08-01 16:45 | 2026-08-01 17:00 | 2026-08-01 16:45 | 0 | 0.24731 | 35.5984 | 0 | 35.5984 | 171.4798 | 161.9104 | 171.4798 | 161.9104 | 0 | 0.026582 | 0.026582 | 0 | 0 | 8.8038 | 68 | 2026-08-01
2026-08-01 17:00 | 2026-08-01 17:00 | 2026-08-01 17:00 | d | 0.0064229 | -60 | 60 | 0 | 161.9104 | 162.265 | 161.9104 | 162.265 | 0 | 0.00098484 | 0.00098484 | 0 | 0.38537 | 0 | 69 | 2026-08-01
2026-08-01 17:00 | 2026-08-01 17:00 | 2026-08-01 17:00 | u | 0.00034286 | -15 | 15 | 0 | 162.265 | 162.2697 | 162.265 | 162.2697 | 0 | 1.3143e-05 | 1.3143e-05 | 0 | 0.0051429 | 0 | 69 | 2026-08-01
2026-08-01 17:00 | 2026-08-01 17:15 | 2026-08-01 17:00 | 0 | 0.24323 | -39 | 39 | 0 | 162.2697 | 170.9969 | 162.2697 | 170.9969 | 0 | 0.024242 | 0.024242 | 0 | 9.4861 | 0 | 69 | 2026-08-01
2026-08-01 17:15 | 2026-08-01 17:17 | 2026-08-01 17:15 | d | 0.029474 | -22.2399 | 22.2399 | 0 | 170.9969 | 171.6 | 170.9969 | 171.6 | 0 | 0.0016752 | 0.0016752 | 0 | 0.65551 | 0 | 70 | 2026-08-01
2026-08-01 17:17 | 2026-08-01 17:17 | 2026-08-01 17:15 | u | 0.0099943 | 22.7601 | 0 | 22.7601 | 171.6 | 171.3527 | 171.6 | 171.3527 | 0 | 0.00068681 | 0.00068681 | 0 | 0 | 0.22747 | 70 | 2026-08-01
2026-08-01 17:17 | 2026-08-01 17:30 | 2026-08-01 17:15 | 0 | 0.21053 | -1.2399 | 1.2399 | 0 | 171.3527 | 171.5929 | 171.3527 | 171.5929 | 0 | 0.00066712 | 0.00066712 | 0 | 0.26105 | 0 | 70 | 2026-08-01
2026-08-01 17:30 | 2026-08-01 17:30 | 2026-08-01 17:30 | d | 0.00030286 | -25.4415 | 25.4415 | 0 | 171.5929 | 171.6 | 171.5929 | 171.6 | 0 | 1.9691e-05 | 1.9691e-05 | 0 | 0.0077051 | 0 | 71 | 2026-08-01
2026-08-01 17:30 | 2026-08-01 17:35 | 2026-08-01 17:30 | u | 0.081423 | 19.5585 | 0 | 19.5585 | 171.6 | 169.869 | 171.6 | 169.869 | 0 | 0.0048083 | 0.0048083 | 0 | 0 | 1.5925 | 71 | 2026-08-01
2026-08-01 17:35 | 2026-08-01 17:45 | 2026-08-01 17:30 | 0 | 0.16827 | -4.4415 | 4.4415 | 0 | 169.869 | 170.5566 | 169.869 | 170.5566 | 0 | 0.00191 | 0.00191 | 0 | 0.74739 | 0 | 71 | 2026-08-01
2026-08-01 17:45 | 2026-08-01 17:50 | 2026-08-01 17:45 | u | 0.075766 | 60 | 0 | 60 | 170.5566 | 165.6154 | 170.5566 | 165.6154 | 0 | 0.013726 | 0.013726 | 0 | 0 | 4.5459 | 72 | 2026-08-01
2026-08-01 17:50 | 2026-08-01 18:00 | 2026-08-01 17:45 | 0 | 0.17423 | 36 | 0 | 36 | 165.6154 | 158.7975 | 165.6154 | 158.7975 | 0 | 0.018939 | 0.018939 | 0 | 0 | 6.2724 | 72 | 2026-08-01
2026-08-01 18:00 | 2026-08-01 18:06 | 2026-08-01 18:00 | d | 0.10627 | -60 | 60 | 0 | 158.7975 | 164.6635 | 158.7975 | 164.6635 | 0 | 0.016295 | 0.016295 | 0 | 6.3761 | 0 | 73 | 2026-08-01
2026-08-01 18:06 | 2026-08-01 18:07 | 2026-08-01 18:00 | u | 0.0059029 | -12 | 12 | 0 | 164.6635 | 164.7287 | 164.6635 | 164.7287 | 0 | 0.00018102 | 0.00018102 | 0 | 0.070834 | 0 | 73 | 2026-08-01
2026-08-01 18:07 | 2026-08-01 18:15 | 2026-08-01 18:00 | 0 | 0.13783 | -36 | 36 | 0 | 164.7287 | 169.2936 | 164.7287 | 169.2936 | 0 | 0.01268 | 0.01268 | 0 | 4.9618 | 0 | 73 | 2026-08-01
2026-08-01 18:15 | 2026-08-01 18:18 | 2026-08-01 18:15 | d | 0.044611 | -24 | 24 | 0 | 169.2936 | 170.2786 | 169.2936 | 170.2786 | 0 | 0.0027362 | 0.0027362 | 0 | 1.0707 | 0 | 74 | 2026-08-01
2026-08-01 18:18 | 2026-08-01 18:30 | 2026-08-01 18:15 | 0 | 0.20539 | 0 | 0 | 0 | 170.2786 | 170.2786 | 170.2786 | 170.2786 | 0 | 0 | 0 | 0 | 0 | 0 | 74 | 2026-08-01
2026-08-01 18:30 | 2026-08-01 18:34 | 2026-08-01 18:30 | d | 0.060897 | -23.5857 | 23.5857 | 0 | 170.2786 | 171.6 | 170.2786 | 171.6 | 0 | 0.0036705 | 0.0036705 | 0 | 1.4363 | 0 | 75 | 2026-08-01
2026-08-01 18:34 | 2026-08-01 18:45 | 2026-08-01 18:30 | 0 | 0.1891 | 0.41434 | 0 | 0.41434 | 171.6 | 171.5148 | 171.6 | 171.5148 | 0 | 0.00023657 | 0.00023657 | 0 | 0 | 0.078352 | 75 | 2026-08-01
2026-08-01 18:45 | 2026-08-01 18:45 | 2026-08-01 18:45 | d | 0.0038571 | -24 | 24 | 0 | 171.5148 | 171.6 | 171.5148 | 171.6 | 0 | 0.00023657 | 0.00023657 | 0 | 0.092571 | 0 | 76 | 2026-08-01
2026-08-01 18:45 | 2026-08-01 18:46 | 2026-08-01 18:45 | u | 0.018891 | 24 | 0 | 24 | 171.6 | 171.1072 | 171.6 | 171.1072 | 0 | 0.0013689 | 0.0013689 | 0 | 0 | 0.45339 | 76 | 2026-08-01
2026-08-01 18:46 | 2026-08-01 19:00 | 2026-08-01 18:45 | 0 | 0.22725 | 0 | 0 | 0 | 171.1072 | 171.1072 | 171.1072 | 171.1072 | 0 | 0 | 0 | 0 | 0 | 0 | 76 | 2026-08-01
2026-08-01 19:00 | 2026-08-01 19:05 | 2026-08-01 19:00 | d | 0.082211 | 0 | 0 | 0 | 171.1072 | 171.1072 | 171.1072 | 171.1072 | 0 | 0 | 0 | 0 | 0 | 0 | 77 | 2026-08-01
2026-08-01 19:05 | 2026-08-01 19:15 | 2026-08-01 19:00 | 0 | 0.16779 | 24 | 0 | 24 | 171.1072 | 166.7301 | 171.1072 | 166.7301 | 0 | 0.012159 | 0.012159 | 0 | 0 | 4.0269 | 77 | 2026-08-01
2026-08-01 19:15 | 2026-08-01 19:17 | 2026-08-01 19:15 | d | 0.034674 | 36 | 0 | 36 | 166.7301 | 165.3733 | 166.7301 | 165.3733 | 0 | 0.0037689 | 0.0037689 | 0 | 0 | 1.2483 | 78 | 2026-08-01
2026-08-01 19:17 | 2026-08-01 19:17 | 2026-08-01 19:15 | u | 0.0024171 | 60 | 0 | 60 | 165.3733 | 165.2156 | 165.3733 | 165.2156 | 0 | 0.00043789 | 0.00043789 | 0 | 0 | 0.14503 | 78 | 2026-08-01
2026-08-01 19:17 | 2026-08-01 19:30 | 2026-08-01 19:15 | 0 | 0.21291 | 60 | 0 | 60 | 165.2156 | 151.3303 | 165.2156 | 151.3303 | 0 | 0.03857 | 0.03857 | 0 | 0 | 12.7745 | 78 | 2026-08-01
2026-08-01 19:30 | 2026-08-01 19:30 | 2026-08-01 19:30 | d | 5.7143e-06 | -24 | 24 | 0 | 151.3303 | 151.3304 | 151.3303 | 151.3304 | 0 | 3.5048e-07 | 3.5048e-07 | 0 | 0.00013714 | 0 | 79 | 2026-08-01
2026-08-01 19:30 | 2026-08-01 19:31 | 2026-08-01 19:30 | u | 0.0097657 | 0 | 0 | 0 | 151.3304 | 151.3304 | 151.3304 | 151.3304 | 0 | 0 | 0 | 0 | 0 | 0 | 79 | 2026-08-01
2026-08-01 19:31 | 2026-08-01 19:45 | 2026-08-01 19:30 | 0 | 0.24023 | 0 | 0 | 0 | 151.3304 | 151.3304 | 151.3304 | 151.3304 | 0 | 0 | 0 | 0 | 0 | 0 | 79 | 2026-08-01
2026-08-01 19:45 | 2026-08-01 19:47 | 2026-08-01 19:45 | u | 0.036234 | 60 | 0 | 60 | 151.3304 | 148.9673 | 151.3304 | 148.9673 | 0 | 0.0065642 | 0.0065642 | 0 | 0 | 2.1741 | 80 | 2026-08-01
2026-08-01 19:47 | 2026-08-01 20:00 | 2026-08-01 19:45 | 0 | 0.21377 | 60 | 0 | 60 | 148.9673 | 135.0261 | 148.9673 | 135.0261 | 0 | 0.038726 | 0.038726 | 0 | 0 | 12.8259 | 80 | 2026-08-01
2026-08-01 20:00 | 2026-08-01 20:02 | 2026-08-01 20:00 | u | 0.040434 | 0 | 0 | 0 | 135.0261 | 135.0261 | 135.0261 | 135.0261 | 0 | 0 | 0 | 0 | 0 | 0 | 81 | 2026-08-01
2026-08-01 20:02 | 2026-08-01 20:15 | 2026-08-01 20:00 | 0 | 0.20957 | 0 | 0 | 0 | 135.0261 | 135.0261 | 135.0261 | 135.0261 | 0 | 0 | 0 | 0 | 0 | 0 | 81 | 2026-08-01
2026-08-01 20:15 | 2026-08-01 20:17 | 2026-08-01 20:15 | u | 0.034411 | 0 | 0 | 0 | 135.0261 | 135.0261 | 135.0261 | 135.0261 | 0 | 0 | 0 | 0 | 0 | 0 | 82 | 2026-08-01
2026-08-01 20:17 | 2026-08-01 20:30 | 2026-08-01 20:15 | 0 | 0.21559 | 0 | 0 | 0 | 135.0261 | 135.0261 | 135.0261 | 135.0261 | 0 | 0 | 0 | 0 | 0 | 0 | 82 | 2026-08-01
2026-08-01 20:30 | 2026-08-01 20:30 | 2026-08-01 20:30 | d | 1.1429e-05 | 36 | 0 | 36 | 135.0261 | 135.0256 | 135.0261 | 135.0256 | 0 | 1.2422e-06 | 1.2422e-06 | 0 | 0 | 0.00041143 | 83 | 2026-08-01
2026-08-01 20:30 | 2026-08-01 20:30 | 2026-08-01 20:30 | u | 0.0060914 | 60 | 0 | 60 | 135.0256 | 134.6283 | 135.0256 | 134.6283 | 0 | 0.0011035 | 0.0011035 | 0 | 0 | 0.36549 | 83 | 2026-08-01
2026-08-01 20:30 | 2026-08-01 20:45 | 2026-08-01 20:30 | 0 | 0.2439 | 60 | 0 | 60 | 134.6283 | 118.722 | 134.6283 | 118.722 | 0 | 0.044184 | 0.044184 | 0 | 0 | 14.6338 | 83 | 2026-08-01
2026-08-01 20:45 | 2026-08-01 20:45 | 2026-08-01 20:45 | d | 0.00044571 | 36 | 0 | 36 | 118.722 | 118.7046 | 118.722 | 118.7046 | 0 | 4.8447e-05 | 4.8447e-05 | 0 | 0 | 0.016046 | 84 | 2026-08-01
2026-08-01 20:45 | 2026-08-01 20:45 | 2026-08-01 20:45 | u | 0.0024 | 60 | 0 | 60 | 118.7046 | 118.5481 | 118.7046 | 118.5481 | 0 | 0.00043478 | 0.00043478 | 0 | 0 | 0.144 | 84 | 2026-08-01
2026-08-01 20:45 | 2026-08-01 21:00 | 2026-08-01 20:45 | 0 | 0.24715 | 60 | 0 | 60 | 118.5481 | 102.4293 | 118.5481 | 102.4293 | 0 | 0.044774 | 0.044774 | 0 | 0 | 14.8293 | 84 | 2026-08-01
2026-08-01 21:00 | 2026-08-01 21:01 | 2026-08-01 21:00 | u | 0.024263 | 46.2548 | 0 | 46.2548 | 102.4293 | 101.2094 | 102.4293 | 101.2094 | 0 | 0.0033885 | 0.0033885 | 0 | 0 | 1.1223 | 85 | 2026-08-01
2026-08-01 21:01 | 2026-08-01 21:15 | 2026-08-01 21:00 | 0 | 0.22574 | 22.2548 | 0 | 22.2548 | 101.2094 | 95.7488 | 101.2094 | 95.7488 | 0 | 0.015168 | 0.015168 | 0 | 0 | 5.0237 | 85 | 2026-08-01
2026-08-01 21:15 | 2026-08-01 21:15 | 2026-08-01 21:15 | d | 0.00021143 | 12 | 0 | 12 | 95.7488 | 95.7461 | 95.7488 | 95.7461 | 0 | 7.6605e-06 | 7.6605e-06 | 0 | 0 | 0.0025371 | 86 | 2026-08-01
2026-08-01 21:15 | 2026-08-01 21:16 | 2026-08-01 21:15 | u | 0.012017 | 60 | 0 | 60 | 95.7461 | 94.9624 | 95.7461 | 94.9624 | 0 | 0.002177 | 0.002177 | 0 | 0 | 0.72103 | 86 | 2026-08-01
2026-08-01 21:16 | 2026-08-01 21:30 | 2026-08-01 21:15 | 0 | 0.23777 | 36 | 0 | 36 | 94.9624 | 85.6583 | 94.9624 | 85.6583 | 0 | 0.025845 | 0.025845 | 0 | 0 | 8.5598 | 86 | 2026-08-01
2026-08-01 21:30 | 2026-08-01 21:30 | 2026-08-01 21:30 | d | 4e-05 | 12 | 0 | 12 | 85.6583 | 85.6577 | 85.6583 | 85.6577 | 0 | 1.4493e-06 | 1.4493e-06 | 0 | 0 | 0.00048 | 87 | 2026-08-01
2026-08-01 21:30 | 2026-08-01 21:31 | 2026-08-01 21:30 | u | 0.014103 | 60 | 0 | 60 | 85.6577 | 84.738 | 85.6577 | 84.738 | 0 | 0.0025549 | 0.0025549 | 0 | 0 | 0.84617 | 87 | 2026-08-01
2026-08-01 21:31 | 2026-08-01 21:45 | 2026-08-01 21:30 | 0 | 0.23586 | 36 | 0 | 36 | 84.738 | 75.5088 | 84.738 | 75.5088 | 0 | 0.025637 | 0.025637 | 0 | 0 | 8.4909 | 87 | 2026-08-01
2026-08-01 21:45 | 2026-08-01 21:45 | 2026-08-01 21:45 | d | 0.00042286 | 12 | 0 | 12 | 75.5088 | 75.5033 | 75.5088 | 75.5033 | 0 | 1.5321e-05 | 1.5321e-05 | 0 | 0 | 0.0050743 | 88 | 2026-08-01
2026-08-01 21:45 | 2026-08-01 21:45 | 2026-08-01 21:45 | u | 0.00072571 | 60 | 0 | 60 | 75.5033 | 75.4559 | 75.5033 | 75.4559 | 0 | 0.00013147 | 0.00013147 | 0 | 0 | 0.043543 | 88 | 2026-08-01
2026-08-01 21:45 | 2026-08-01 22:00 | 2026-08-01 21:45 | 0 | 0.24885 | 36 | 0 | 36 | 75.4559 | 65.7183 | 75.4559 | 65.7183 | 0 | 0.027049 | 0.027049 | 0 | 0 | 8.9587 | 88 | 2026-08-01
2026-08-01 22:00 | 2026-08-01 22:02 | 2026-08-01 22:00 | u | 0.025571 | 60 | 0 | 60 | 65.7183 | 64.0506 | 65.7183 | 64.0506 | 0 | 0.0046325 | 0.0046325 | 0 | 0 | 1.5343 | 89 | 2026-08-01
2026-08-01 22:02 | 2026-08-01 22:15 | 2026-08-01 22:00 | 0 | 0.22443 | 60 | 0 | 60 | 64.0506 | 49.4139 | 64.0506 | 49.4139 | 0 | 0.040657 | 0.040657 | 0 | 0 | 13.4657 | 89 | 2026-08-01
2026-08-01 22:15 | 2026-08-01 22:15 | 2026-08-01 22:15 | d | 0.0033143 | 36 | 0 | 36 | 49.4139 | 49.2842 | 49.4139 | 49.2842 | 0 | 0.00036025 | 0.00036025 | 0 | 0 | 0.11931 | 90 | 2026-08-01
2026-08-01 22:15 | 2026-08-01 22:15 | 2026-08-01 22:15 | u | 0.0042571 | 60 | 0 | 60 | 49.2842 | 49.0066 | 49.2842 | 49.0066 | 0 | 0.00077122 | 0.00077122 | 0 | 0 | 0.25543 | 90 | 2026-08-01
2026-08-01 22:15 | 2026-08-01 22:30 | 2026-08-01 22:15 | 0 | 0.24243 | 60 | 0 | 60 | 49.0066 | 33.196 | 49.0066 | 33.196 | 0 | 0.043918 | 0.043918 | 0 | 0 | 14.5457 | 90 | 2026-08-01
2026-08-01 22:30 | 2026-08-01 22:30 | 2026-08-01 22:30 | d | 0.0042286 | -24 | 24 | 0 | 33.196 | 33.2894 | 33.196 | 33.2894 | 0 | 0.00025935 | 0.00025935 | 0 | 0.10149 | 0 | 91 | 2026-08-01
2026-08-01 22:30 | 2026-08-01 22:30 | 2026-08-01 22:30 | u | 0.0016457 | 0 | 0 | 0 | 33.2894 | 33.2894 | 33.2894 | 33.2894 | 0 | 0 | 0 | 0 | 0 | 0 | 91 | 2026-08-01
2026-08-01 22:30 | 2026-08-01 22:45 | 2026-08-01 22:30 | 0 | 0.24413 | 0 | 0 | 0 | 33.2894 | 33.2894 | 33.2894 | 33.2894 | 0 | 0 | 0 | 0 | 0 | 0 | 91 | 2026-08-01
2026-08-01 22:45 | 2026-08-01 22:46 | 2026-08-01 22:45 | d | 0.01296 | -24 | 24 | 0 | 33.2894 | 33.5756 | 33.2894 | 33.5756 | 0 | 0.00079488 | 0.00079488 | 0 | 0.31104 | 0 | 92 | 2026-08-01
2026-08-01 22:46 | 2026-08-01 22:46 | 2026-08-01 22:45 | u | 0.0016 | 0 | 0 | 0 | 33.5756 | 33.5756 | 33.5756 | 33.5756 | 0 | 0 | 0 | 0 | 0 | 0 | 92 | 2026-08-01
2026-08-01 22:46 | 2026-08-01 23:00 | 2026-08-01 22:45 | 0 | 0.23544 | 0 | 0 | 0 | 33.5756 | 33.5756 | 33.5756 | 33.5756 | 0 | 0 | 0 | 0 | 0 | 0 | 92 | 2026-08-01
2026-08-01 23:00 | 2026-08-01 23:00 | 2026-08-01 23:00 | d | 0.0035371 | -24 | 24 | 0 | 33.5756 | 33.6537 | 33.5756 | 33.6537 | 0 | 0.00021694 | 0.00021694 | 0 | 0.084891 | 0 | 93 | 2026-08-01
2026-08-01 23:00 | 2026-08-01 23:01 | 2026-08-01 23:00 | u | 0.0053657 | 24 | 0 | 24 | 33.6537 | 33.5137 | 33.6537 | 33.5137 | 0 | 0.00038882 | 0.00038882 | 0 | 0 | 0.12878 | 93 | 2026-08-01
2026-08-01 23:01 | 2026-08-01 23:15 | 2026-08-01 23:00 | 0 | 0.2411 | 0 | 0 | 0 | 33.5137 | 33.5137 | 33.5137 | 33.5137 | 0 | 0 | 0 | 0 | 0 | 0 | 93 | 2026-08-01
2026-08-01 23:15 | 2026-08-01 23:17 | 2026-08-01 23:15 | u | 0.025611 | 24 | 0 | 24 | 33.5137 | 32.8456 | 33.5137 | 32.8456 | 0 | 0.0018559 | 0.0018559 | 0 | 0 | 0.61467 | 94 | 2026-08-01
2026-08-01 23:17 | 2026-08-01 23:30 | 2026-08-01 23:15 | 0 | 0.22439 | 0 | 0 | 0 | 32.8456 | 32.8456 | 32.8456 | 32.8456 | 0 | 0 | 0 | 0 | 0 | 0 | 94 | 2026-08-01
2026-08-01 23:30 | 2026-08-01 23:32 | 2026-08-01 23:30 | u | 0.030789 | 24 | 0 | 24 | 32.8456 | 32.0424 | 32.8456 | 32.0424 | 0 | 0.0022311 | 0.0022311 | 0 | 0 | 0.73893 | 95 | 2026-08-01
2026-08-01 23:32 | 2026-08-01 23:45 | 2026-08-01 23:30 | 0 | 0.21921 | 0 | 0 | 0 | 32.0424 | 32.0424 | 32.0424 | 32.0424 | 0 | 0 | 0 | 0 | 0 | 0 | 95 | 2026-08-01
2026-08-01 23:45 | 2026-08-01 23:45 | 2026-08-01 23:45 | d | 0.00072 | -24 | 24 | 0 | 32.0424 | 32.0583 | 32.0424 | 32.0583 | 0 | 4.416e-05 | 4.416e-05 | 0 | 0.01728 | 0 | 96 | 2026-08-01
2026-08-01 23:45 | 2026-08-01 23:46 | 2026-08-01 23:45 | u | 0.012234 | 24 | 0 | 24 | 32.0583 | 31.7391 | 32.0583 | 31.7391 | 0 | 0.00088654 | 0.00088654 | 0 | 0 | 0.29362 | 96 | 2026-08-01
2026-08-01 23:46 | 2026-08-02 | 2026-08-01 23:45 | 0 | 0.23705 | 0 | 0 | 0 | 31.7391 | 31.7391 | 31.7391 | 31.7391 | 0 | 0 | 0 | 0 | 0 | 0 | 96 | 2026-08-01
2026-08-02 | 2026-08-02 | 2026-08-02 | d | 0.0020171 | -42.458 | 42.458 | 0 | 31.7391 | 31.8179 | 31.7391 | 31.8179 | 0 | 0.00021887 | 0.00021887 | 0 | 0.085644 | 0 | 97 | 2026-08-01
2026-08-02 | 2026-08-02 00:01 | 2026-08-02 | u | 0.01308 | 5.542 | 0 | 5.542 | 31.8179 | 31.7391 | 31.8179 | 31.7391 | 0 | 0.00021887 | 0.00021887 | 0 | 0 | 0.072489 | 97 | 2026-08-01
2026-08-02 00:01 | 2026-08-02 00:15 | 2026-08-02 | 0 | 0.2349 | -18.458 | 18.458 | 0 | 31.7391 | 35.7281 | 31.7391 | 35.7281 | 0 | 0.01108 | 0.01108 | 0 | 4.3358 | 0 | 97 | 2026-08-01
2026-08-02 00:15 | 2026-08-02 00:17 | 2026-08-02 00:15 | d | 0.032091 | -24 | 24 | 0 | 35.7281 | 36.4367 | 35.7281 | 36.4367 | 0 | 0.0019683 | 0.0019683 | 0 | 0.77019 | 0 | 98 | 2026-08-01
2026-08-02 00:17 | 2026-08-02 00:30 | 2026-08-02 00:15 | 0 | 0.21791 | 0 | 0 | 0 | 36.4367 | 36.4367 | 36.4367 | 36.4367 | 0 | 0 | 0 | 0 | 0 | 0 | 98 | 2026-08-01
2026-08-02 00:30 | 2026-08-02 00:30 | 2026-08-02 00:30 | d | 0.00708 | -24 | 24 | 0 | 36.4367 | 36.593 | 36.4367 | 36.593 | 0 | 0.00043424 | 0.00043424 | 0 | 0.16992 | 0 | 99 | 2026-08-01
2026-08-02 00:30 | 2026-08-02 00:31 | 2026-08-02 00:30 | u | 0.0049771 | 24 | 0 | 24 | 36.593 | 36.4632 | 36.593 | 36.4632 | 0 | 0.00036066 | 0.00036066 | 0 | 0 | 0.11945 | 99 | 2026-08-01
2026-08-02 00:31 | 2026-08-02 00:45 | 2026-08-02 00:30 | 0 | 0.23794 | 0 | 0 | 0 | 36.4632 | 36.4632 | 36.4632 | 36.4632 | 0 | 0 | 0 | 0 | 0 | 0 | 99 | 2026-08-01
2026-08-02 00:45 | 2026-08-02 00:45 | 2026-08-02 00:45 | d | 0.0057714 | -24 | 24 | 0 | 36.4632 | 36.5906 | 36.4632 | 36.5906 | 0 | 0.00035398 | 0.00035398 | 0 | 0.13851 | 0 | 100 | 2026-08-01
2026-08-02 00:45 | 2026-08-02 00:45 | 2026-08-02 00:45 | u | 0.00084 | 24 | 0 | 24 | 36.5906 | 36.5687 | 36.5906 | 36.5687 | 0 | 6.087e-05 | 6.087e-05 | 0 | 0 | 0.02016 | 100 | 2026-08-01
2026-08-02 00:45 | 2026-08-02 01:00 | 2026-08-02 00:45 | 0 | 0.24339 | 0 | 0 | 0 | 36.5687 | 36.5687 | 36.5687 | 36.5687 | 0 | 0 | 0 | 0 | 0 | 0 | 100 | 2026-08-01
2026-08-02 01:00 | 2026-08-02 01:02 | 2026-08-02 01:00 | d | 0.035834 | -2.8499 | 2.8499 | 0 | 36.5687 | 36.6626 | 36.5687 | 36.6626 | 0 | 0.00026098 | 0.00026098 | 0 | 0.10212 | 0 | 101 | 2026-08-01
2026-08-02 01:02 | 2026-08-02 01:15 | 2026-08-02 01:00 | 0 | 0.21417 | 21.1501 | 0 | 21.1501 | 36.6626 | 31.7391 | 36.6626 | 31.7391 | 0 | 0.013676 | 0.013676 | 0 | 0 | 4.5296 | 101 | 2026-08-01
2026-08-02 01:15 | 2026-08-02 01:15 | 2026-08-02 01:15 | d | 0.0069371 | -24 | 24 | 0 | 31.7391 | 31.8923 | 31.7391 | 31.8923 | 0 | 0.00042548 | 0.00042548 | 0 | 0.16649 | 0 | 102 | 2026-08-01
2026-08-02 01:15 | 2026-08-02 01:15 | 2026-08-02 01:15 | u | 2.2857e-05 | 24 | 0 | 24 | 31.8923 | 31.8917 | 31.8923 | 31.8917 | 0 | 1.6563e-06 | 1.6563e-06 | 0 | 0 | 0.00054857 | 102 | 2026-08-01
2026-08-02 01:15 | 2026-08-02 01:30 | 2026-08-02 01:15 | 0 | 0.24304 | 0 | 0 | 0 | 31.8917 | 31.8917 | 31.8917 | 31.8917 | 0 | 0 | 0 | 0 | 0 | 0 | 102 | 2026-08-01
2026-08-02 01:30 | 2026-08-02 01:30 | 2026-08-02 01:30 | d | 0.0081771 | -24 | 24 | 0 | 31.8917 | 32.0723 | 31.8917 | 32.0723 | 0 | 0.00050153 | 0.00050153 | 0 | 0.19625 | 0 | 103 | 2026-08-01
2026-08-02 01:30 | 2026-08-02 01:31 | 2026-08-02 01:30 | u | 0.00052 | 24 | 0 | 24 | 32.0723 | 32.0587 | 32.0723 | 32.0587 | 0 | 3.7681e-05 | 3.7681e-05 | 0 | 0 | 0.01248 | 103 | 2026-08-01
2026-08-02 01:31 | 2026-08-02 01:45 | 2026-08-02 01:30 | 0 | 0.2413 | 0 | 0 | 0 | 32.0587 | 32.0587 | 32.0587 | 32.0587 | 0 | 0 | 0 | 0 | 0 | 0 | 103 | 2026-08-01
2026-08-02 01:45 | 2026-08-02 01:45 | 2026-08-02 01:45 | d | 0.0026 | -24 | 24 | 0 | 32.0587 | 32.1161 | 32.0587 | 32.1161 | 0 | 0.00015947 | 0.00015947 | 0 | 0.0624 | 0 | 104 | 2026-08-01
2026-08-02 01:45 | 2026-08-02 01:45 | 2026-08-02 01:45 | u | 0.00116 | 24 | 0 | 24 | 32.1161 | 32.0858 | 32.1161 | 32.0858 | 0 | 8.4058e-05 | 8.4058e-05 | 0 | 0 | 0.02784 | 104 | 2026-08-01
2026-08-02 01:45 | 2026-08-02 02:00 | 2026-08-02 01:45 | 0 | 0.24624 | 0 | 0 | 0 | 32.0858 | 32.0858 | 32.0858 | 32.0858 | 0 | 0 | 0 | 0 | 0 | 0 | 104 | 2026-08-01
2026-08-02 02:00 | 2026-08-02 02:01 | 2026-08-02 02:00 | u | 0.012509 | 23.8198 | 0 | 23.8198 | 32.0858 | 31.762 | 32.0858 | 31.762 | 0 | 0.00089961 | 0.00089961 | 0 | 0 | 0.29795 | 105 | 2026-08-01
2026-08-02 02:01 | 2026-08-02 02:15 | 2026-08-02 02:00 | 0 | 0.23749 | -0.18025 | 0.18025 | 0 | 31.762 | 31.8014 | 31.762 | 31.8014 | 0 | 0.0001094 | 0.0001094 | 0 | 0.042807 | 0 | 105 | 2026-08-01
2026-08-02 02:15 | 2026-08-02 02:15 | 2026-08-02 02:15 | d | 0.0076857 | -31.3703 | 31.3703 | 0 | 31.8014 | 32.0232 | 31.8014 | 32.0232 | 0 | 0.00061615 | 0.00061615 | 0 | 0.2411 | 0 | 106 | 2026-08-01
2026-08-02 02:15 | 2026-08-02 02:16 | 2026-08-02 02:15 | u | 0.015714 | 16.6297 | 0 | 16.6297 | 32.0232 | 31.7391 | 32.0232 | 31.7391 | 0 | 0.00078902 | 0.00078902 | 0 | 0 | 0.26132 | 106 | 2026-08-01
2026-08-02 02:16 | 2026-08-02 02:30 | 2026-08-02 02:15 | 0 | 0.2266 | -7.3703 | 7.3703 | 0 | 31.7391 | 33.2756 | 31.7391 | 33.2756 | 0 | 0.0042681 | 0.0042681 | 0 | 1.6701 | 0 | 106 | 2026-08-01
2026-08-02 02:30 | 2026-08-02 02:30 | 2026-08-02 02:30 | d | 9.7143e-05 | -24 | 24 | 0 | 33.2756 | 33.2778 | 33.2756 | 33.2778 | 0 | 5.9581e-06 | 5.9581e-06 | 0 | 0.0023314 | 0 | 107 | 2026-08-01
2026-08-02 02:30 | 2026-08-02 02:31 | 2026-08-02 02:30 | u | 0.023943 | 24 | 0 | 24 | 33.2778 | 32.6532 | 33.2778 | 32.6532 | 0 | 0.001735 | 0.001735 | 0 | 0 | 0.57463 | 107 | 2026-08-01
2026-08-02 02:31 | 2026-08-02 02:45 | 2026-08-02 02:30 | 0 | 0.22596 | 0 | 0 | 0 | 32.6532 | 32.6532 | 32.6532 | 32.6532 | 0 | 0 | 0 | 0 | 0 | 0 | 107 | 2026-08-01
2026-08-02 02:45 | 2026-08-02 02:45 | 2026-08-02 02:45 | u | 0.00188 | 24 | 0 | 24 | 32.6532 | 32.6041 | 32.6532 | 32.6041 | 0 | 0.00013623 | 0.00013623 | 0 | 0 | 0.04512 | 108 | 2026-08-01
2026-08-02 02:45 | 2026-08-02 03:00 | 2026-08-02 02:45 | 0 | 0.24812 | 0 | 0 | 0 | 32.6041 | 32.6041 | 32.6041 | 32.6041 | 0 | 0 | 0 | 0 | 0 | 0 | 108 | 2026-08-01
2026-08-02 03:00 | 2026-08-02 03:00 | 2026-08-02 03:00 | u | 0.00608 | 24 | 0 | 24 | 32.6041 | 32.4455 | 32.6041 | 32.4455 | 0 | 0.00044058 | 0.00044058 | 0 | 0 | 0.14592 | 109 | 2026-08-01
2026-08-02 03:00 | 2026-08-02 03:15 | 2026-08-02 03:00 | 0 | 0.24392 | 0 | 0 | 0 | 32.4455 | 32.4455 | 32.4455 | 32.4455 | 0 | 0 | 0 | 0 | 0 | 0 | 109 | 2026-08-01
2026-08-02 03:15 | 2026-08-02 03:17 | 2026-08-02 03:15 | u | 0.033429 | 19.4412 | 0 | 19.4412 | 32.4455 | 31.7391 | 32.4455 | 31.7391 | 0 | 0.0019622 | 0.0019622 | 0 | 0 | 0.64989 | 110 | 2026-08-01
2026-08-02 03:17 | 2026-08-02 03:30 | 2026-08-02 03:15 | 0 | 0.21657 | -4.5588 | 4.5588 | 0 | 31.7391 | 32.6474 | 31.7391 | 32.6474 | 0 | 0.0025231 | 0.0025231 | 0 | 0.9873 | 0 | 110 | 2026-08-01
2026-08-02 03:30 | 2026-08-02 03:32 | 2026-08-02 03:30 | u | 0.040766 | 20.4989 | 0 | 20.4989 | 32.6474 | 31.7391 | 32.6474 | 31.7391 | 0 | 0.0025231 | 0.0025231 | 0 | 0 | 0.83565 | 111 | 2026-08-01
2026-08-02 03:32 | 2026-08-02 03:45 | 2026-08-02 03:30 | 0 | 0.20923 | -3.5011 | 3.5011 | 0 | 31.7391 | 32.4131 | 31.7391 | 32.4131 | 0 | 0.0018721 | 0.0018721 | 0 | 0.73255 | 0 | 111 | 2026-08-01
2026-08-02 03:45 | 2026-08-02 03:49 | 2026-08-02 03:45 | u | 0.061869 | 10.0217 | 0 | 10.0217 | 32.4131 | 31.7391 | 32.4131 | 31.7391 | 0 | 0.0018721 | 0.0018721 | 0 | 0 | 0.62003 | 112 | 2026-08-01
2026-08-02 03:49 | 2026-08-02 04:00 | 2026-08-02 03:45 | 0 | 0.18813 | -13.9783 | 13.9783 | 0 | 31.7391 | 34.1585 | 31.7391 | 34.1585 | 0 | 0.0067205 | 0.0067205 | 0 | 2.6298 | 0 | 112 | 2026-08-01
2026-08-02 04:00 | 2026-08-02 04:06 | 2026-08-02 04:00 | u | 0.092743 | 24 | 0 | 24 | 34.1585 | 31.7391 | 34.1585 | 31.7391 | 0 | 0.0067205 | 0.0067205 | 0 | 0 | 2.2258 | 113 | 2026-08-01
2026-08-02 04:06 | 2026-08-02 04:15 | 2026-08-02 04:00 | 0 | 0.15726 | 0 | 0 | 0 | 31.7391 | 31.7391 | 31.7391 | 31.7391 | 0 | 0 | 0 | 0 | 0 | 0 | 113 | 2026-08-01
2026-08-02 04:15 | 2026-08-02 04:21 | 2026-08-02 04:15 | u | 0.09916 | 0 | 0 | 0 | 31.7391 | 31.7391 | 31.7391 | 31.7391 | 0 | 0 | 0 | 0 | 0 | 0 | 114 | 2026-08-01
2026-08-02 04:21 | 2026-08-02 04:30 | 2026-08-02 04:15 | 0 | 0.15084 | -24 | 24 | 0 | 31.7391 | 35.0697 | 31.7391 | 35.0697 | 0 | 0.0092515 | 0.0092515 | 0 | 3.6202 | 0 | 114 | 2026-08-01
2026-08-02 04:30 | 2026-08-02 04:37 | 2026-08-02 04:30 | u | 0.11847 | 1.1262 | 0 | 1.1262 | 35.0697 | 34.9247 | 35.0697 | 34.9247 | 0 | 0.00040285 | 0.00040285 | 0 | 0 | 0.13342 | 115 | 2026-08-01
2026-08-02 04:37 | 2026-08-02 04:45 | 2026-08-02 04:30 | 0 | 0.13153 | -22.8738 | 22.8738 | 0 | 34.9247 | 37.6926 | 34.9247 | 37.6926 | 0 | 0.0076887 | 0.0076887 | 0 | 3.0086 | 0 | 115 | 2026-08-01
2026-08-02 04:45 | 2026-08-02 04:50 | 2026-08-02 04:45 | u | 0.080617 | 24 | 0 | 24 | 37.6926 | 35.5895 | 37.6926 | 35.5895 | 0 | 0.0058418 | 0.0058418 | 0 | 0 | 1.9348 | 116 | 2026-08-01
2026-08-02 04:50 | 2026-08-02 05:00 | 2026-08-02 04:45 | 0 | 0.16938 | 0 | 0 | 0 | 35.5895 | 35.5895 | 35.5895 | 35.5895 | 0 | 0 | 0 | 0 | 0 | 0 | 116 | 2026-08-01
2026-08-02 05:00 | 2026-08-02 05:02 | 2026-08-02 05:00 | u | 0.041566 | 24 | 0 | 24 | 35.5895 | 34.5052 | 35.5895 | 34.5052 | 0 | 0.003012 | 0.003012 | 0 | 0 | 0.99758 | 117 | 2026-08-01
2026-08-02 05:02 | 2026-08-02 05:15 | 2026-08-02 05:00 | 0 | 0.20843 | 0 | 0 | 0 | 34.5052 | 34.5052 | 34.5052 | 34.5052 | 0 | 0 | 0 | 0 | 0 | 0 | 117 | 2026-08-01
2026-08-02 05:15 | 2026-08-02 05:17 | 2026-08-02 05:15 | u | 0.031983 | 24 | 0 | 24 | 34.5052 | 33.6709 | 34.5052 | 33.6709 | 0 | 0.0023176 | 0.0023176 | 0 | 0 | 0.76759 | 118 | 2026-08-01
2026-08-02 05:17 | 2026-08-02 05:30 | 2026-08-02 05:15 | 0 | 0.21802 | 0 | 0 | 0 | 33.6709 | 33.6709 | 33.6709 | 33.6709 | 0 | 0 | 0 | 0 | 0 | 0 | 118 | 2026-08-01
2026-08-02 05:30 | 2026-08-02 05:31 | 2026-08-02 05:30 | u | 0.018166 | 24 | 0 | 24 | 33.6709 | 33.197 | 33.6709 | 33.197 | 0 | 0.0013164 | 0.0013164 | 0 | 0 | 0.43598 | 119 | 2026-08-01
2026-08-02 05:31 | 2026-08-02 05:45 | 2026-08-02 05:30 | 0 | 0.23183 | 0 | 0 | 0 | 33.197 | 33.197 | 33.197 | 33.197 | 0 | 0 | 0 | 0 | 0 | 0 | 119 | 2026-08-01
2026-08-02 05:45 | 2026-08-02 05:45 | 2026-08-02 05:45 | d | 0.00019429 | -24 | 24 | 0 | 33.197 | 33.2013 | 33.197 | 33.2013 | 0 | 1.1916e-05 | 1.1916e-05 | 0 | 0.0046629 | 0 | 120 | 2026-08-01
2026-08-02 05:45 | 2026-08-02 05:45 | 2026-08-02 05:45 | u | 0.0066286 | 24 | 0 | 24 | 33.2013 | 33.0284 | 33.2013 | 33.0284 | 0 | 0.00048033 | 0.00048033 | 0 | 0 | 0.15909 | 120 | 2026-08-01
2026-08-02 05:45 | 2026-08-02 06:00 | 2026-08-02 05:45 | 0 | 0.24318 | 0 | 0 | 0 | 33.0284 | 33.0284 | 33.0284 | 33.0284 | 0 | 0 | 0 | 0 | 0 | 0 | 120 | 2026-08-01
2026-08-02 06:00 | 2026-08-02 06:00 | 2026-08-02 06:00 | d | 0.00028571 | -24 | 24 | 0 | 33.0284 | 33.0347 | 33.0284 | 33.0347 | 0 | 1.7524e-05 | 1.7524e-05 | 0 | 0.0068571 | 0 | 121 | 2026-08-01
2026-08-02 06:00 | 2026-08-02 06:01 | 2026-08-02 06:00 | u | 0.013446 | 24 | 0 | 24 | 33.0347 | 32.6839 | 33.0347 | 32.6839 | 0 | 0.00097433 | 0.00097433 | 0 | 0 | 0.3227 | 121 | 2026-08-01
2026-08-02 06:01 | 2026-08-02 06:15 | 2026-08-02 06:00 | 0 | 0.23627 | 0 | 0 | 0 | 32.6839 | 32.6839 | 32.6839 | 32.6839 | 0 | 0 | 0 | 0 | 0 | 0 | 121 | 2026-08-01
2026-08-02 06:15 | 2026-08-02 06:16 | 2026-08-02 06:15 | u | 0.016309 | 24 | 0 | 24 | 32.6839 | 32.2585 | 32.6839 | 32.2585 | 0 | 0.0011818 | 0.0011818 | 0 | 0 | 0.39141 | 122 | 2026-08-01
2026-08-02 06:16 | 2026-08-02 06:30 | 2026-08-02 06:15 | 0 | 0.23369 | 0 | 0 | 0 | 32.2585 | 32.2585 | 32.2585 | 32.2585 | 0 | 0 | 0 | 0 | 0 | 0 | 122 | 2026-08-01
2026-08-02 06:30 | 2026-08-02 06:30 | 2026-08-02 06:30 | d | 6.8571e-05 | -24 | 24 | 0 | 32.2585 | 32.26 | 32.2585 | 32.26 | 0 | 4.2057e-06 | 4.2057e-06 | 0 | 0.0016457 | 0 | 123 | 2026-08-01
2026-08-02 06:30 | 2026-08-02 06:31 | 2026-08-02 06:30 | u | 0.019966 | 24 | 0 | 24 | 32.26 | 31.7391 | 32.26 | 31.7391 | 0 | 0.0014468 | 0.0014468 | 0 | 0 | 0.47918 | 123 | 2026-08-01
2026-08-02 06:31 | 2026-08-02 06:45 | 2026-08-02 06:30 | 0 | 0.22997 | 0 | 0 | 0 | 31.7391 | 31.7391 | 31.7391 | 31.7391 | 0 | 0 | 0 | 0 | 0 | 0 | 123 | 2026-08-01
2026-08-02 06:45 | 2026-08-02 06:46 | 2026-08-02 06:45 | d | 0.023371 | -24 | 24 | 0 | 31.7391 | 32.2552 | 31.7391 | 32.2552 | 0 | 0.0014334 | 0.0014334 | 0 | 0.56091 | 0 | 124 | 2026-08-01
2026-08-02 06:46 | 2026-08-02 06:47 | 2026-08-02 06:45 | u | 0.0031943 | 24 | 0 | 24 | 32.2552 | 32.1718 | 32.2552 | 32.1718 | 0 | 0.00023147 | 0.00023147 | 0 | 0 | 0.076663 | 124 | 2026-08-01
2026-08-02 06:47 | 2026-08-02 07:00 | 2026-08-02 06:45 | 0 | 0.22343 | 0 | 0 | 0 | 32.1718 | 32.1718 | 32.1718 | 32.1718 | 0 | 0 | 0 | 0 | 0 | 0 | 124 | 2026-08-01
2026-08-02 07:00 | 2026-08-02 07:01 | 2026-08-02 07:00 | d | 0.023989 | -20.4055 | 20.4055 | 0 | 32.1718 | 32.6222 | 32.1718 | 32.6222 | 0 | 0.0012509 | 0.0012509 | 0 | 0.4895 | 0 | 125 | 2026-08-01
2026-08-02 07:01 | 2026-08-02 07:15 | 2026-08-02 07:00 | 0 | 0.22601 | 3.5945 | 0 | 3.5945 | 32.6222 | 31.7391 | 32.6222 | 31.7391 | 0 | 0.0024529 | 0.0024529 | 0 | 0 | 0.81241 | 125 | 2026-08-01
2026-08-02 07:15 | 2026-08-02 07:17 | 2026-08-02 07:15 | d | 0.037263 | -20.903 | 20.903 | 0 | 31.7391 | 32.4557 | 31.7391 | 32.4557 | 0 | 0.0019905 | 0.0019905 | 0 | 0.7789 | 0 | 126 | 2026-08-01
2026-08-02 07:17 | 2026-08-02 07:17 | 2026-08-02 07:15 | u | 1.7143e-05 | 27.097 | 0 | 27.097 | 32.4557 | 32.4552 | 32.4557 | 32.4552 | 0 | 1.4025e-06 | 1.4025e-06 | 0 | 0 | 0.00046452 | 126 | 2026-08-01
2026-08-02 07:17 | 2026-08-02 07:30 | 2026-08-02 07:15 | 0 | 0.21272 | 3.097 | 0 | 3.097 | 32.4552 | 31.7391 | 32.4552 | 31.7391 | 0 | 0.0019891 | 0.0019891 | 0 | 0 | 0.6588 | 126 | 2026-08-01
2026-08-02 07:30 | 2026-08-02 07:32 | 2026-08-02 07:30 | d | 0.03092 | -21.439 | 21.439 | 0 | 31.7391 | 32.349 | 31.7391 | 32.349 | 0 | 0.0016941 | 0.0016941 | 0 | 0.66289 | 0 | 127 | 2026-08-01
2026-08-02 07:32 | 2026-08-02 07:45 | 2026-08-02 07:30 | 0 | 0.21908 | 2.561 | 0 | 2.561 | 32.349 | 31.7391 | 32.349 | 31.7391 | 0 | 0.0016941 | 0.0016941 | 0 | 0 | 0.56107 | 127 | 2026-08-01
2026-08-02 07:45 | 2026-08-02 07:48 | 2026-08-02 07:45 | d | 0.043349 | -24 | 24 | 0 | 31.7391 | 32.6963 | 31.7391 | 32.6963 | 0 | 0.0026587 | 0.0026587 | 0 | 1.0404 | 0 | 128 | 2026-08-01
2026-08-02 07:48 | 2026-08-02 08:00 | 2026-08-02 07:45 | 0 | 0.20665 | 0 | 0 | 0 | 32.6963 | 32.6963 | 32.6963 | 32.6963 | 0 | 0 | 0 | 0 | 0 | 0 | 128 | 2026-08-01
2026-08-02 08:00 | 2026-08-02 08:01 | 2026-08-02 08:00 | d | 0.013954 | -19.3047 | 19.3047 | 0 | 32.6963 | 32.9441 | 32.6963 | 32.9441 | 0 | 0.00068843 | 0.00068843 | 0 | 0.26938 | 0 | 129 | 2026-08-01
2026-08-02 08:01 | 2026-08-02 08:01 | 2026-08-02 08:00 | u | 1.1429e-05 | 28.6953 | 0 | 28.6953 | 32.9441 | 32.9437 | 32.9441 | 32.9437 | 0 | 9.9017e-07 | 9.9017e-07 | 0 | 0 | 0.00032795 | 129 | 2026-08-01
2026-08-02 08:01 | 2026-08-02 08:15 | 2026-08-02 08:00 | 0 | 0.23603 | 4.6953 | 0 | 4.6953 | 32.9437 | 31.7391 | 32.9437 | 31.7391 | 0 | 0.0033461 | 0.0033461 | 0 | 0 | 1.1082 | 129 | 2026-08-01
2026-08-02 08:15 | 2026-08-02 08:19 | 2026-08-02 08:15 | d | 0.058377 | -19.0801 | 19.0801 | 0 | 31.7391 | 32.7639 | 31.7391 | 32.7639 | 0 | 0.0028465 | 0.0028465 | 0 | 1.1138 | 0 | 130 | 2026-08-01
2026-08-02 08:19 | 2026-08-02 08:30 | 2026-08-02 08:15 | 0 | 0.19162 | 4.9199 | 0 | 4.9199 | 32.7639 | 31.7391 | 32.7639 | 31.7391 | 0 | 0.0028465 | 0.0028465 | 0 | 0 | 0.94276 | 130 | 2026-08-01
2026-08-02 08:30 | 2026-08-02 08:34 | 2026-08-02 08:30 | d | 0.059646 | -24 | 24 | 0 | 31.7391 | 33.0561 | 31.7391 | 33.0561 | 0 | 0.0036583 | 0.0036583 | 0 | 1.4315 | 0 | 131 | 2026-08-01
2026-08-02 08:34 | 2026-08-02 08:45 | 2026-08-02 08:30 | 0 | 0.19035 | 0 | 0 | 0 | 33.0561 | 33.0561 | 33.0561 | 33.0561 | 0 | 0 | 0 | 0 | 0 | 0 | 131 | 2026-08-01
2026-08-02 08:45 | 2026-08-02 08:49 | 2026-08-02 08:45 | d | 0.06288 | -59.9012 | 59.9012 | 0 | 33.0561 | 36.5214 | 33.0561 | 36.5214 | 0 | 0.0096257 | 0.0096257 | 0 | 3.7666 | 0 | 132 | 2026-08-01
2026-08-02 08:49 | 2026-08-02 09:00 | 2026-08-02 08:45 | 0 | 0.18712 | -35.9012 | 35.9012 | 0 | 36.5214 | 42.7018 | 36.5214 | 42.7018 | 0 | 0.017168 | 0.017168 | 0 | 6.7178 | 0 | 132 | 2026-08-01
2026-08-02 09:00 | 2026-08-02 09:01 | 2026-08-02 09:00 | d | 0.017663 | 12 | 0 | 12 | 42.7018 | 42.4714 | 42.7018 | 42.4714 | 0 | 0.00063996 | 0.00063996 | 0 | 0 | 0.21195 | 133 | 2026-08-01
2026-08-02 09:01 | 2026-08-02 09:02 | 2026-08-02 09:00 | u | 0.019377 | 60 | 0 | 60 | 42.4714 | 41.2077 | 42.4714 | 41.2077 | 0 | 0.0035104 | 0.0035104 | 0 | 0 | 1.1626 | 133 | 2026-08-01
2026-08-02 09:02 | 2026-08-02 09:15 | 2026-08-02 09:00 | 0 | 0.21296 | 36 | 0 | 36 | 41.2077 | 32.8744 | 41.2077 | 32.8744 | 0 | 0.023148 | 0.023148 | 0 | 0 | 7.6666 | 133 | 2026-08-01
2026-08-02 09:15 | 2026-08-02 09:16 | 2026-08-02 09:15 | u | 0.016006 | 24 | 0 | 24 | 32.8744 | 32.4569 | 32.8744 | 32.4569 | 0 | 0.0011598 | 0.0011598 | 0 | 0 | 0.38414 | 134 | 2026-08-01
2026-08-02 09:16 | 2026-08-02 09:30 | 2026-08-02 09:15 | 0 | 0.23399 | 0 | 0 | 0 | 32.4569 | 32.4569 | 32.4569 | 32.4569 | 0 | 0 | 0 | 0 | 0 | 0 | 134 | 2026-08-01
2026-08-02 09:30 | 2026-08-02 09:32 | 2026-08-02 09:30 | u | 0.027514 | 24 | 0 | 24 | 32.4569 | 31.7391 | 32.4569 | 31.7391 | 0 | 0.0019938 | 0.0019938 | 0 | 0 | 0.66034 | 135 | 2026-08-01
2026-08-02 09:32 | 2026-08-02 09:45 | 2026-08-02 09:30 | 0 | 0.22249 | 0 | 0 | 0 | 31.7391 | 31.7391 | 31.7391 | 31.7391 | 0 | 0 | 0 | 0 | 0 | 0 | 135 | 2026-08-01
2026-08-02 09:45 | 2026-08-02 09:46 | 2026-08-02 09:45 | d | 0.02336 | -28.31 | 28.31 | 0 | 31.7391 | 32.3475 | 31.7391 | 32.3475 | 0 | 0.00169 | 0.00169 | 0 | 0.66132 | 0 | 136 | 2026-08-01
2026-08-02 09:46 | 2026-08-02 09:46 | 2026-08-02 09:45 | u | 0.0014457 | 19.69 | 0 | 19.69 | 32.3475 | 32.3166 | 32.3475 | 32.3166 | 0 | 8.5948e-05 | 8.5948e-05 | 0 | 0 | 0.028466 | 136 | 2026-08-01
2026-08-02 09:46 | 2026-08-02 10:00 | 2026-08-02 09:45 | 0 | 0.22519 | -4.31 | 4.31 | 0 | 32.3166 | 33.2095 | 32.3166 | 33.2095 | 0 | 0.0024804 | 0.0024804 | 0 | 0.97058 | 0 | 136 | 2026-08-01
2026-08-02 10:00 | 2026-08-02 10:01 | 2026-08-02 10:00 | d | 0.0098857 | -24 | 24 | 0 | 33.2095 | 33.4278 | 33.2095 | 33.4278 | 0 | 0.00060632 | 0.00060632 | 0 | 0.23726 | 0 | 137 | 2026-08-01
2026-08-02 10:01 | 2026-08-02 10:04 | 2026-08-02 10:00 | u | 0.059989 | 24 | 0 | 24 | 33.4278 | 31.8629 | 33.4278 | 31.8629 | 0 | 0.004347 | 0.004347 | 0 | 0 | 1.4397 | 137 | 2026-08-01
2026-08-02 10:04 | 2026-08-02 10:15 | 2026-08-02 10:00 | 0 | 0.18013 | 0 | 0 | 0 | 31.8629 | 31.8629 | 31.8629 | 31.8629 | 0 | 0 | 0 | 0 | 0 | 0 | 137 | 2026-08-01
2026-08-02 10:15 | 2026-08-02 10:15 | 2026-08-02 10:15 | d | 0.00075429 | -24 | 24 | 0 | 31.8629 | 31.8796 | 31.8629 | 31.8796 | 0 | 4.6263e-05 | 4.6263e-05 | 0 | 0.018103 | 0 | 138 | 2026-08-01
2026-08-02 10:15 | 2026-08-02 10:15 | 2026-08-02 10:15 | u | 0.0053829 | 24 | 0 | 24 | 31.8796 | 31.7391 | 31.8796 | 31.7391 | 0 | 0.00039006 | 0.00039006 | 0 | 0 | 0.12919 | 138 | 2026-08-01
2026-08-02 10:15 | 2026-08-02 10:30 | 2026-08-02 10:15 | 0 | 0.24386 | 0 | 0 | 0 | 31.7391 | 31.7391 | 31.7391 | 31.7391 | 0 | 0 | 0 | 0 | 0 | 0 | 138 | 2026-08-01
2026-08-02 10:30 | 2026-08-02 10:31 | 2026-08-02 10:30 | d | 0.018029 | -22.5198 | 22.5198 | 0 | 31.7391 | 32.1127 | 31.7391 | 32.1127 | 0 | 0.0010376 | 0.0010376 | 0 | 0.406 | 0 | 139 | 2026-08-01
2026-08-02 10:31 | 2026-08-02 10:31 | 2026-08-02 10:30 | u | 1.1429e-05 | 25.4802 | 0 | 25.4802 | 32.1127 | 32.1123 | 32.1127 | 32.1123 | 0 | 8.7923e-07 | 8.7923e-07 | 0 | 0 | 0.0002912 | 139 | 2026-08-01
2026-08-02 10:31 | 2026-08-02 10:45 | 2026-08-02 10:30 | 0 | 0.23196 | 1.4802 | 0 | 1.4802 | 32.1123 | 31.7391 | 32.1123 | 31.7391 | 0 | 0.0010367 | 0.0010367 | 0 | 0 | 0.34335 | 139 | 2026-08-01
2026-08-02 10:45 | 2026-08-02 10:47 | 2026-08-02 10:45 | d | 0.037297 | -24 | 24 | 0 | 31.7391 | 32.5627 | 31.7391 | 32.5627 | 0 | 0.0022876 | 0.0022876 | 0 | 0.89513 | 0 | 140 | 2026-08-01
2026-08-02 10:47 | 2026-08-02 11:00 | 2026-08-02 10:45 | 0 | 0.2127 | 0 | 0 | 0 | 32.5627 | 32.5627 | 32.5627 | 32.5627 | 0 | 0 | 0 | 0 | 0 | 0 | 140 | 2026-08-01
2026-08-02 11:00 | 2026-08-02 11:04 | 2026-08-02 11:00 | d | 0.068691 | -15.0085 | 15.0085 | 0 | 32.5627 | 33.5111 | 32.5627 | 33.5111 | 0 | 0.0026347 | 0.0026347 | 0 | 1.031 | 0 | 141 | 2026-08-01
2026-08-02 11:04 | 2026-08-02 11:15 | 2026-08-02 11:00 | 0 | 0.18131 | 8.9915 | 0 | 8.9915 | 33.5111 | 31.7391 | 33.5111 | 31.7391 | 0 | 0.0049222 | 0.0049222 | 0 | 0 | 1.6302 | 141 | 2026-08-01
2026-08-02 11:15 | 2026-08-02 11:22 | 2026-08-02 11:15 | d | 0.12151 | -60 | 60 | 0 | 31.7391 | 38.4467 | 31.7391 | 38.4467 | 0 | 0.018632 | 0.018632 | 0 | 7.2909 | 0 | 142 | 2026-08-01
2026-08-02 11:22 | 2026-08-02 11:30 | 2026-08-02 11:15 | 0 | 0.12849 | -36 | 36 | 0 | 38.4467 | 42.7022 | 38.4467 | 42.7022 | 0 | 0.011821 | 0.011821 | 0 | 4.6255 | 0 | 142 | 2026-08-01
2026-08-02 11:30 | 2026-08-02 11:40 | 2026-08-02 11:30 | d | 0.17172 | -60 | 60 | 0 | 42.7022 | 52.1811 | 42.7022 | 52.1811 | 0 | 0.02633 | 0.02633 | 0 | 10.3032 | 0 | 143 | 2026-08-01
2026-08-02 11:40 | 2026-08-02 11:45 | 2026-08-02 11:30 | 0 | 0.07828 | -36 | 36 | 0 | 52.1811 | 54.7737 | 52.1811 | 54.7737 | 0 | 0.0072018 | 0.0072018 | 0 | 2.8181 | 0 | 143 | 2026-08-01
2026-08-02 11:45 | 2026-08-02 11:56 | 2026-08-02 11:45 | d | 0.18125 | -60 | 60 | 0 | 54.7737 | 64.7785 | 54.7737 | 64.7785 | 0 | 0.027791 | 0.027791 | 0 | 10.8747 | 0 | 144 | 2026-08-01
2026-08-02 11:56 | 2026-08-02 12:00 | 2026-08-02 11:45 | 0 | 0.068754 | -36 | 36 | 0 | 64.7785 | 67.0556 | 64.7785 | 67.0556 | 0 | 0.0063254 | 0.0063254 | 0 | 2.4752 | 0 | 144 | 2026-08-01
2026-08-02 12:00 | 2026-08-02 12:10 | 2026-08-02 12:00 | d | 0.16074 | -60 | 60 | 0 | 67.0556 | 75.9287 | 67.0556 | 75.9287 | 0 | 0.024647 | 0.024647 | 0 | 9.6446 | 0 | 145 | 2026-08-01
2026-08-02 12:10 | 2026-08-02 12:15 | 2026-08-02 12:00 | 0 | 0.089257 | -36 | 36 | 0 | 75.9287 | 78.8849 | 75.9287 | 78.8849 | 0 | 0.0082117 | 0.0082117 | 0 | 3.2133 | 0 | 145 | 2026-08-01
2026-08-02 12:15 | 2026-08-02 12:22 | 2026-08-02 12:15 | d | 0.11901 | -60 | 60 | 0 | 78.8849 | 85.4543 | 78.8849 | 85.4543 | 0 | 0.018248 | 0.018248 | 0 | 7.1407 | 0 | 146 | 2026-08-01
2026-08-02 12:22 | 2026-08-02 12:30 | 2026-08-02 12:15 | 0 | 0.13099 | -36 | 36 | 0 | 85.4543 | 89.7926 | 85.4543 | 89.7926 | 0 | 0.012051 | 0.012051 | 0 | 4.7156 | 0 | 146 | 2026-08-01
2026-08-02 12:30 | 2026-08-02 12:33 | 2026-08-02 12:30 | d | 0.055206 | -60 | 60 | 0 | 89.7926 | 92.84 | 89.7926 | 92.84 | 0 | 0.0084649 | 0.0084649 | 0 | 3.3123 | 0 | 147 | 2026-08-01
2026-08-02 12:33 | 2026-08-02 12:45 | 2026-08-02 12:30 | 0 | 0.19479 | -36 | 36 | 0 | 92.84 | 99.2916 | 92.84 | 99.2916 | 0 | 0.017921 | 0.017921 | 0 | 7.0126 | 0 | 147 | 2026-08-01
2026-08-02 12:45 | 2026-08-02 12:50 | 2026-08-02 12:45 | d | 0.08708 | -60 | 60 | 0 | 99.2916 | 104.0984 | 99.2916 | 104.0984 | 0 | 0.013352 | 0.013352 | 0 | 5.2248 | 0 | 148 | 2026-08-01
2026-08-02 12:50 | 2026-08-02 13:00 | 2026-08-02 12:45 | 0 | 0.16292 | -36 | 36 | 0 | 104.0984 | 109.4943 | 104.0984 | 109.4943 | 0 | 0.014989 | 0.014989 | 0 | 5.8651 | 0 | 148 | 2026-08-01
2026-08-02 13:00 | 2026-08-02 13:01 | 2026-08-02 13:00 | d | 0.022703 | -60 | 60 | 0 | 109.4943 | 110.7475 | 109.4943 | 110.7475 | 0 | 0.0034811 | 0.0034811 | 0 | 1.3622 | 0 | 149 | 2026-08-01
2026-08-02 13:01 | 2026-08-02 13:15 | 2026-08-02 13:00 | 0 | 0.2273 | -36 | 36 | 0 | 110.7475 | 118.2756 | 110.7475 | 118.2756 | 0 | 0.020911 | 0.020911 | 0 | 8.1827 | 0 | 149 | 2026-08-01
2026-08-02 13:15 | 2026-08-02 13:16 | 2026-08-02 13:15 | d | 0.017903 | -60 | 60 | 0 | 118.2756 | 119.2638 | 118.2756 | 119.2638 | 0 | 0.0027451 | 0.0027451 | 0 | 1.0742 | 0 | 150 | 2026-08-01
2026-08-02 13:16 | 2026-08-02 13:16 | 2026-08-02 13:15 | u | 0.00024 | -12 | 12 | 0 | 119.2638 | 119.2665 | 119.2638 | 119.2665 | 0 | 7.36e-06 | 7.36e-06 | 0 | 0.00288 | 0 | 150 | 2026-08-01
2026-08-02 13:16 | 2026-08-02 13:30 | 2026-08-02 13:15 | 0 | 0.23186 | -36 | 36 | 0 | 119.2665 | 126.9456 | 119.2665 | 126.9456 | 0 | 0.021331 | 0.021331 | 0 | 8.3469 | 0 | 150 | 2026-08-01
2026-08-02 13:30 | 2026-08-02 13:31 | 2026-08-02 13:30 | d | 0.02288 | -60 | 60 | 0 | 126.9456 | 128.2085 | 126.9456 | 128.2085 | 0 | 0.0035083 | 0.0035083 | 0 | 1.3728 | 0 | 151 | 2026-08-01
2026-08-02 13:31 | 2026-08-02 13:31 | 2026-08-02 13:30 | u | 9.7143e-05 | -12 | 12 | 0 | 128.2085 | 128.2096 | 128.2085 | 128.2096 | 0 | 2.979e-06 | 2.979e-06 | 0 | 0.0011657 | 0 | 151 | 2026-08-01
2026-08-02 13:31 | 2026-08-02 13:45 | 2026-08-02 13:30 | 0 | 0.22702 | -36 | 36 | 0 | 128.2096 | 135.7286 | 128.2096 | 135.7286 | 0 | 0.020886 | 0.020886 | 0 | 8.1728 | 0 | 151 | 2026-08-01
2026-08-02 13:45 | 2026-08-02 13:49 | 2026-08-02 13:45 | d | 0.066794 | -24 | 24 | 0 | 135.7286 | 137.2034 | 135.7286 | 137.2034 | 0 | 0.0040967 | 0.0040967 | 0 | 1.6031 | 0 | 152 | 2026-08-01
2026-08-02 13:49 | 2026-08-02 14:00 | 2026-08-02 13:45 | 0 | 0.18321 | 0 | 0 | 0 | 137.2034 | 137.2034 | 137.2034 | 137.2034 | 0 | 0 | 0 | 0 | 0 | 0 | 152 | 2026-08-01
2026-08-02 14:00 | 2026-08-02 14:08 | 2026-08-02 14:00 | d | 0.14027 | -33.7215 | 33.7215 | 0 | 137.2034 | 141.5551 | 137.2034 | 141.5551 | 0 | 0.012088 | 0.012088 | 0 | 4.7301 | 0 | 153 | 2026-08-01
2026-08-02 14:08 | 2026-08-02 14:15 | 2026-08-02 14:00 | 0 | 0.10973 | -9.7215 | 9.7215 | 0 | 141.5551 | 142.5365 | 141.5551 | 142.5365 | 0 | 0.0027262 | 0.0027262 | 0 | 1.0668 | 0 | 153 | 2026-08-01
2026-08-02 14:15 | 2026-08-02 14:20 | 2026-08-02 14:15 | d | 0.084286 | -60 | 60 | 0 | 142.5365 | 147.1891 | 142.5365 | 147.1891 | 0 | 0.012924 | 0.012924 | 0 | 5.0571 | 0 | 154 | 2026-08-01
2026-08-02 14:20 | 2026-08-02 14:30 | 2026-08-02 14:15 | 0 | 0.16571 | -36 | 36 | 0 | 147.1891 | 152.6775 | 147.1891 | 152.6775 | 0 | 0.015246 | 0.015246 | 0 | 5.9657 | 0 | 154 | 2026-08-01
2026-08-02 14:30 | 2026-08-02 14:31 | 2026-08-02 14:30 | d | 0.019503 | -60 | 60 | 0 | 152.6775 | 153.7541 | 152.6775 | 153.7541 | 0 | 0.0029904 | 0.0029904 | 0 | 1.1702 | 0 | 155 | 2026-08-01
2026-08-02 14:31 | 2026-08-02 14:45 | 2026-08-02 14:30 | 0 | 0.2305 | -36 | 36 | 0 | 153.7541 | 161.3882 | 153.7541 | 161.3882 | 0 | 0.021206 | 0.021206 | 0 | 8.2979 | 0 | 155 | 2026-08-01
2026-08-02 14:45 | 2026-08-02 14:48 | 2026-08-02 14:45 | d | 0.048771 | -60 | 60 | 0 | 161.3882 | 164.0803 | 161.3882 | 164.0803 | 0 | 0.0074783 | 0.0074783 | 0 | 2.9263 | 0 | 156 | 2026-08-01
2026-08-02 14:48 | 2026-08-02 14:48 | 2026-08-02 14:45 | u | 0.00016571 | -12 | 12 | 0 | 164.0803 | 164.0822 | 164.0803 | 164.0822 | 0 | 5.0819e-06 | 5.0819e-06 | 0 | 0.0019886 | 0 | 156 | 2026-08-01
2026-08-02 14:48 | 2026-08-02 15:00 | 2026-08-02 14:45 | 0 | 0.20106 | -36 | 36 | 0 | 164.0822 | 170.7414 | 164.0822 | 170.7414 | 0 | 0.018498 | 0.018498 | 0 | 7.2383 | 0 | 156 | 2026-08-01
2026-08-02 15:00 | 2026-08-02 15:08 | 2026-08-02 15:00 | d | 0.13541 | 12 | 0 | 12 | 170.7414 | 168.9752 | 170.7414 | 168.9752 | 0 | 0.004906 | 0.004906 | 0 | 0 | 1.6249 | 157 | 2026-08-01
2026-08-02 15:08 | 2026-08-02 15:15 | 2026-08-02 15:00 | 0 | 0.11459 | 36 | 0 | 36 | 168.9752 | 164.4911 | 168.9752 | 164.4911 | 0 | 0.012456 | 0.012456 | 0 | 0 | 4.1254 | 157 | 2026-08-01
2026-08-02 15:15 | 2026-08-02 15:18 | 2026-08-02 15:15 | d | 0.049594 | 12 | 0 | 12 | 164.4911 | 163.8442 | 164.4911 | 163.8442 | 0 | 0.0017969 | 0.0017969 | 0 | 0 | 0.59513 | 158 | 2026-08-01
2026-08-02 15:18 | 2026-08-02 15:18 | 2026-08-02 15:15 | u | 0.0044229 | 60 | 0 | 60 | 163.8442 | 163.5558 | 163.8442 | 163.5558 | 0 | 0.00080124 | 0.00080124 | 0 | 0 | 0.26537 | 158 | 2026-08-01
2026-08-02 15:18 | 2026-08-02 15:30 | 2026-08-02 15:15 | 0 | 0.19598 | 36 | 0 | 36 | 163.5558 | 155.8869 | 163.5558 | 155.8869 | 0 | 0.021302 | 0.021302 | 0 | 0 | 7.0554 | 158 | 2026-08-01
2026-08-02 15:30 | 2026-08-02 15:31 | 2026-08-02 15:30 | u | 0.0095257 | -12 | 12 | 0 | 155.8869 | 155.992 | 155.8869 | 155.992 | 0 | 0.00029212 | 0.00029212 | 0 | 0.11431 | 0 | 159 | 2026-08-01
2026-08-02 15:31 | 2026-08-02 15:45 | 2026-08-02 15:30 | 0 | 0.24047 | -36 | 36 | 0 | 155.992 | 163.9565 | 155.992 | 163.9565 | 0 | 0.022124 | 0.022124 | 0 | 8.6571 | 0 | 159 | 2026-08-01
2026-08-02 15:45 | 2026-08-02 15:47 | 2026-08-02 15:45 | u | 0.029086 | -12 | 12 | 0 | 163.9565 | 164.2776 | 163.9565 | 164.2776 | 0 | 0.00089196 | 0.00089196 | 0 | 0.34903 | 0 | 160 | 2026-08-01
2026-08-02 15:47 | 2026-08-02 16:00 | 2026-08-02 15:45 | 0 | 0.22091 | -36 | 36 | 0 | 164.2776 | 171.5943 | 164.2776 | 171.5943 | 0 | 0.020324 | 0.020324 | 0 | 7.9529 | 0 | 160 | 2026-08-01
2026-08-02 16:00 | 2026-08-02 16:00 | 2026-08-02 16:00 | d | 0.00025714 | -24 | 24 | 0 | 171.5943 | 171.6 | 171.5943 | 171.6 | 0 | 1.5771e-05 | 1.5771e-05 | 0 | 0.0061714 | 0 | 161 | 2026-08-01
2026-08-02 16:00 | 2026-08-02 16:01 | 2026-08-02 16:00 | u | 0.013983 | 24 | 0 | 24 | 171.6 | 171.2352 | 171.6 | 171.2352 | 0 | 0.0010133 | 0.0010133 | 0 | 0 | 0.33559 | 161 | 2026-08-01
2026-08-02 16:01 | 2026-08-02 16:15 | 2026-08-02 16:00 | 0 | 0.23576 | 0 | 0 | 0 | 171.2352 | 171.2352 | 171.2352 | 171.2352 | 0 | 0 | 0 | 0 | 0 | 0 | 161 | 2026-08-01
2026-08-02 16:15 | 2026-08-02 16:15 | 2026-08-02 16:15 | d | 0.0011943 | -25.5136 | 25.5136 | 0 | 171.2352 | 171.2633 | 171.2352 | 171.2633 | 0 | 7.7869e-05 | 7.7869e-05 | 0 | 0.030471 | 0 | 162 | 2026-08-01
2026-08-02 16:15 | 2026-08-02 16:15 | 2026-08-02 16:15 | u | 0.00074286 | 22.4864 | 0 | 22.4864 | 171.2633 | 171.2451 | 171.2633 | 171.2451 | 0 | 5.0435e-05 | 5.0435e-05 | 0 | 0 | 0.016704 | 162 | 2026-08-01
2026-08-02 16:15 | 2026-08-02 16:30 | 2026-08-02 16:15 | 0 | 0.24806 | -1.5136 | 1.5136 | 0 | 171.2451 | 171.5905 | 171.2451 | 171.5905 | 0 | 0.00095956 | 0.00095956 | 0 | 0.37548 | 0 | 162 | 2026-08-01
2026-08-02 16:30 | 2026-08-02 16:30 | 2026-08-02 16:30 | d | 0.00038286 | -26.8374 | 26.8374 | 0 | 171.5905 | 171.6 | 171.5905 | 171.6 | 0 | 2.6258e-05 | 2.6258e-05 | 0 | 0.010275 | 0 | 163 | 2026-08-01
2026-08-02 16:30 | 2026-08-02 16:32 | 2026-08-02 16:30 | u | 0.025651 | 21.1626 | 0 | 21.1626 | 171.6 | 171.0099 | 171.6 | 171.0099 | 0 | 0.001639 | 0.001639 | 0 | 0 | 0.54285 | 163 | 2026-08-01
2026-08-02 16:32 | 2026-08-02 16:45 | 2026-08-02 16:30 | 0 | 0.22397 | -2.8374 | 2.8374 | 0 | 171.0099 | 171.5946 | 171.0099 | 171.5946 | 0 | 0.001624 | 0.001624 | 0 | 0.63549 | 0 | 163 | 2026-08-01
2026-08-02 16:45 | 2026-08-02 16:45 | 2026-08-02 16:45 | d | 0.00024 | -24.4797 | 24.4797 | 0 | 171.5946 | 171.6 | 171.5946 | 171.6 | 0 | 1.5014e-05 | 1.5014e-05 | 0 | 0.0058751 | 0 | 164 | 2026-08-01
2026-08-02 16:45 | 2026-08-02 16:45 | 2026-08-02 16:45 | u | 0.0053543 | 23.5203 | 0 | 23.5203 | 171.6 | 171.4631 | 171.6 | 171.4631 | 0 | 0.00038024 | 0.00038024 | 0 | 0 | 0.12593 | 164 | 2026-08-01
2026-08-02 16:45 | 2026-08-02 17:00 | 2026-08-02 16:45 | 0 | 0.24441 | -0.47971 | 0.47971 | 0 | 171.4631 | 171.571 | 171.4631 | 171.571 | 0 | 0.00029963 | 0.00029963 | 0 | 0.11724 | 0 | 164 | 2026-08-01
2026-08-02 17:00 | 2026-08-02 17:00 | 2026-08-02 17:00 | d | 0.0013257 | -23.7935 | 23.7935 | 0 | 171.571 | 171.6 | 171.571 | 171.6 | 0 | 8.0611e-05 | 8.0611e-05 | 0 | 0.031543 | 0 | 165 | 2026-08-01
2026-08-02 17:00 | 2026-08-02 17:00 | 2026-08-02 17:00 | u | 0.00046857 | 24.2065 | 0 | 24.2065 | 171.6 | 171.5877 | 171.6 | 171.5877 | 0 | 3.4247e-05 | 3.4247e-05 | 0 | 0 | 0.011342 | 165 | 2026-08-01
2026-08-02 17:00 | 2026-08-02 17:15 | 2026-08-02 17:00 | 0 | 0.24821 | 0.20655 | 0 | 0.20655 | 171.5877 | 171.5319 | 171.5877 | 171.5319 | 0 | 0.00015479 | 0.00015479 | 0 | 0 | 0.051266 | 165 | 2026-08-01
2026-08-02 17:15 | 2026-08-02 17:15 | 2026-08-02 17:15 | d | 0.00272 | -27.1951 | 27.1951 | 0 | 171.5319 | 171.6 | 171.5319 | 171.6 | 0 | 0.00018904 | 0.00018904 | 0 | 0.073971 | 0 | 166 | 2026-08-01
2026-08-02 17:15 | 2026-08-02 17:17 | 2026-08-02 17:15 | u | 0.028446 | 20.8049 | 0 | 20.8049 | 171.6 | 170.9567 | 171.6 | 170.9567 | 0 | 0.0017869 | 0.0017869 | 0 | 0 | 0.59181 | 166 | 2026-08-01
2026-08-02 17:17 | 2026-08-02 17:30 | 2026-08-02 17:15 | 0 | 0.21883 | -3.1951 | 3.1951 | 0 | 170.9567 | 171.6 | 170.9567 | 171.6 | 0 | 0.0017869 | 0.0017869 | 0 | 0.69921 | 0 | 166 | 2026-08-01
2026-08-02 17:30 | 2026-08-02 17:35 | 2026-08-02 17:30 | u | 0.085451 | 18.6722 | 0 | 18.6722 | 171.6 | 169.8657 | 171.6 | 169.8657 | 0 | 0.0048175 | 0.0048175 | 0 | 0 | 1.5956 | 167 | 2026-08-01
2026-08-02 17:35 | 2026-08-02 17:45 | 2026-08-02 17:30 | 0 | 0.16455 | -5.3278 | 5.3278 | 0 | 169.8657 | 170.6722 | 169.8657 | 170.6722 | 0 | 0.0022404 | 0.0022404 | 0 | 0.87669 | 0 | 167 | 2026-08-01
2026-08-02 17:45 | 2026-08-02 17:45 | 2026-08-02 17:45 | d | 0.00025714 | 12 | 0 | 12 | 170.6722 | 170.6689 | 170.6722 | 170.6689 | 0 | 9.3168e-06 | 9.3168e-06 | 0 | 0 | 0.0030857 | 168 | 2026-08-01
2026-08-02 17:45 | 2026-08-02 17:52 | 2026-08-02 17:45 | u | 0.11698 | 60 | 0 | 60 | 170.6689 | 163.0396 | 170.6689 | 163.0396 | 0 | 0.021193 | 0.021193 | 0 | 0 | 7.019 | 168 | 2026-08-01
2026-08-02 17:52 | 2026-08-02 18:00 | 2026-08-02 17:45 | 0 | 0.13276 | 36 | 0 | 36 | 163.0396 | 157.8446 | 163.0396 | 157.8446 | 0 | 0.01443 | 0.01443 | 0 | 0 | 4.7794 | 168 | 2026-08-01
2026-08-02 18:00 | 2026-08-02 18:00 | 2026-08-02 18:00 | d | 0.0039029 | -60 | 60 | 0 | 157.8446 | 158.0601 | 157.8446 | 158.0601 | 0 | 0.00059844 | 0.00059844 | 0 | 0.23417 | 0 | 169 | 2026-08-01
2026-08-02 18:00 | 2026-08-02 18:00 | 2026-08-02 18:00 | u | 0.0022457 | -36 | 36 | 0 | 158.0601 | 158.1344 | 158.0601 | 158.1344 | 0 | 0.00020661 | 0.00020661 | 0 | 0.080846 | 0 | 169 | 2026-08-01
2026-08-02 18:00 | 2026-08-02 18:15 | 2026-08-02 18:00 | 0 | 0.24385 | -60 | 60 | 0 | 158.1344 | 171.595 | 158.1344 | 171.595 | 0 | 0.037391 | 0.037391 | 0 | 14.6311 | 0 | 169 | 2026-08-01
2026-08-02 18:15 | 2026-08-02 18:15 | 2026-08-02 18:15 | d | 0.0011086 | -4.8735 | 4.8735 | 0 | 171.595 | 171.6 | 171.595 | 171.6 | 0 | 1.3807e-05 | 1.3807e-05 | 0 | 0.0054026 | 0 | 170 | 2026-08-01
2026-08-02 18:15 | 2026-08-02 18:18 | 2026-08-02 18:15 | u | 0.044154 | 19.1265 | 0 | 19.1265 | 171.6 | 170.682 | 171.6 | 170.682 | 0 | 0.0025499 | 0.0025499 | 0 | 0 | 0.84452 | 170 | 2026-08-01
2026-08-02 18:18 | 2026-08-02 18:30 | 2026-08-02 18:15 | 0 | 0.20474 | -4.8735 | 4.8735 | 0 | 170.682 | 171.6 | 170.682 | 171.6 | 0 | 0.0025499 | 0.0025499 | 0 | 0.99778 | 0 | 170 | 2026-08-01
2026-08-02 18:30 | 2026-08-02 18:38 | 2026-08-02 18:30 | u | 0.13258 | 10.283 | 0 | 10.283 | 171.6 | 170.1182 | 171.6 | 170.1182 | 0 | 0.0041162 | 0.0041162 | 0 | 0 | 1.3633 | 171 | 2026-08-01
2026-08-02 18:38 | 2026-08-02 18:45 | 2026-08-02 18:30 | 0 | 0.11742 | -13.717 | 13.717 | 0 | 170.1182 | 171.6 | 170.1182 | 171.6 | 0 | 0.0041162 | 0.0041162 | 0 | 1.6107 | 0 | 171 | 2026-08-01
2026-08-02 18:45 | 2026-08-02 18:49 | 2026-08-02 18:45 | u | 0.070166 | 16.489 | 0 | 16.489 | 171.6 | 170.3424 | 171.6 | 170.3424 | 0 | 0.0034932 | 0.0034932 | 0 | 0 | 1.157 | 172 | 2026-08-01
2026-08-02 18:49 | 2026-08-02 19:00 | 2026-08-02 18:45 | 0 | 0.17983 | -7.511 | 7.511 | 0 | 170.3424 | 171.5851 | 170.3424 | 171.5851 | 0 | 0.0034519 | 0.0034519 | 0 | 1.3507 | 0 | 172 | 2026-08-01
2026-08-02 19:00 | 2026-08-02 19:00 | 2026-08-02 19:00 | d | 0.00067429 | -24 | 24 | 0 | 171.5851 | 171.6 | 171.5851 | 171.6 | 0 | 4.1356e-05 | 4.1356e-05 | 0 | 0.016183 | 0 | 173 | 2026-08-01
2026-08-02 19:00 | 2026-08-02 19:01 | 2026-08-02 19:00 | u | 0.011331 | 24 | 0 | 24 | 171.6 | 171.3044 | 171.6 | 171.3044 | 0 | 0.00082112 | 0.00082112 | 0 | 0 | 0.27195 | 173 | 2026-08-01
2026-08-02 19:01 | 2026-08-02 19:15 | 2026-08-02 19:00 | 0 | 0.23799 | 0 | 0 | 0 | 171.3044 | 171.3044 | 171.3044 | 171.3044 | 0 | 0 | 0 | 0 | 0 | 0 | 173 | 2026-08-01
2026-08-02 19:15 | 2026-08-02 19:15 | 2026-08-02 19:15 | d | 0.00013714 | 12 | 0 | 12 | 171.3044 | 171.3026 | 171.3044 | 171.3026 | 0 | 4.9689e-06 | 4.9689e-06 | 0 | 0 | 0.0016457 | 174 | 2026-08-01
2026-08-02 19:15 | 2026-08-02 19:16 | 2026-08-02 19:15 | u | 0.023869 | 60 | 0 | 60 | 171.3026 | 169.746 | 171.3026 | 169.746 | 0 | 0.004324 | 0.004324 | 0 | 0 | 1.4321 | 174 | 2026-08-01
2026-08-02 19:16 | 2026-08-02 19:30 | 2026-08-02 19:15 | 0 | 0.22599 | 36 | 0 | 36 | 169.746 | 160.9027 | 169.746 | 160.9027 | 0 | 0.024565 | 0.024565 | 0 | 0 | 8.1358 | 174 | 2026-08-01
2026-08-02 19:30 | 2026-08-02 19:33 | 2026-08-02 19:30 | u | 0.049103 | 24 | 0 | 24 | 160.9027 | 159.6218 | 160.9027 | 159.6218 | 0 | 0.0035582 | 0.0035582 | 0 | 0 | 1.1785 | 175 | 2026-08-01
2026-08-02 19:33 | 2026-08-02 19:45 | 2026-08-02 19:30 | 0 | 0.2009 | 0 | 0 | 0 | 159.6218 | 159.6218 | 159.6218 | 159.6218 | 0 | 0 | 0 | 0 | 0 | 0 | 175 | 2026-08-01
2026-08-02 19:45 | 2026-08-02 19:49 | 2026-08-02 19:45 | u | 0.064309 | 60 | 0 | 60 | 159.6218 | 155.4277 | 159.6218 | 155.4277 | 0 | 0.01165 | 0.01165 | 0 | 0 | 3.8585 | 176 | 2026-08-01
2026-08-02 19:49 | 2026-08-02 20:00 | 2026-08-02 19:45 | 0 | 0.18569 | 36 | 0 | 36 | 155.4277 | 148.1615 | 155.4277 | 148.1615 | 0 | 0.020184 | 0.020184 | 0 | 0 | 6.6849 | 176 | 2026-08-01
2026-08-02 20:00 | 2026-08-02 20:00 | 2026-08-02 20:00 | d | 0.00015429 | 36 | 0 | 36 | 148.1615 | 148.1555 | 148.1615 | 148.1555 | 0 | 1.677e-05 | 1.677e-05 | 0 | 0 | 0.0055543 | 177 | 2026-08-01
2026-08-02 20:00 | 2026-08-02 20:01 | 2026-08-02 20:00 | u | 0.014114 | 60 | 0 | 60 | 148.1555 | 147.235 | 148.1555 | 147.235 | 0 | 0.0025569 | 0.0025569 | 0 | 0 | 0.84686 | 177 | 2026-08-01
2026-08-02 20:01 | 2026-08-02 20:15 | 2026-08-02 20:00 | 0 | 0.23573 | 60 | 0 | 60 | 147.235 | 131.8612 | 147.235 | 131.8612 | 0 | 0.042705 | 0.042705 | 0 | 0 | 14.1439 | 177 | 2026-08-01
2026-08-02 20:15 | 2026-08-02 20:16 | 2026-08-02 20:15 | d | 0.018011 | 36 | 0 | 36 | 131.8612 | 131.1564 | 131.8612 | 131.1564 | 0 | 0.0019578 | 0.0019578 | 0 | 0 | 0.64841 | 178 | 2026-08-01
2026-08-02 20:16 | 2026-08-02 20:16 | 2026-08-02 20:15 | u | 0.0065886 | 60 | 0 | 60 | 131.1564 | 130.7267 | 131.1564 | 130.7267 | 0 | 0.0011936 | 0.0011936 | 0 | 0 | 0.39531 | 178 | 2026-08-01
2026-08-02 20:16 | 2026-08-02 20:30 | 2026-08-02 20:15 | 0 | 0.2254 | 60 | 0 | 60 | 130.7267 | 116.0267 | 130.7267 | 116.0267 | 0 | 0.040833 | 0.040833 | 0 | 0 | 13.524 | 178 | 2026-08-01
2026-08-02 20:30 | 2026-08-02 20:30 | 2026-08-02 20:30 | d | 7.4286e-05 | 36 | 0 | 36 | 116.0267 | 116.0238 | 116.0267 | 116.0238 | 0 | 8.0745e-06 | 8.0745e-06 | 0 | 0 | 0.0026743 | 179 | 2026-08-01
2026-08-02 20:30 | 2026-08-02 20:30 | 2026-08-02 20:30 | u | 0.0028229 | 60 | 0 | 60 | 116.0238 | 115.8397 | 116.0238 | 115.8397 | 0 | 0.00051139 | 0.00051139 | 0 | 0 | 0.16937 | 179 | 2026-08-01
2026-08-02 20:30 | 2026-08-02 20:45 | 2026-08-02 20:30 | 0 | 0.2471 | 60 | 0 | 60 | 115.8397 | 99.7243 | 115.8397 | 99.7243 | 0 | 0.044765 | 0.044765 | 0 | 0 | 14.8262 | 179 | 2026-08-01
2026-08-02 20:45 | 2026-08-02 20:45 | 2026-08-02 20:45 | d | 0.00017714 | 36 | 0 | 36 | 99.7243 | 99.7174 | 99.7243 | 99.7174 | 0 | 1.9255e-05 | 1.9255e-05 | 0 | 0 | 0.0063771 | 180 | 2026-08-01
2026-08-02 20:45 | 2026-08-02 20:46 | 2026-08-02 20:45 | u | 0.013589 | 60 | 0 | 60 | 99.7174 | 98.8312 | 99.7174 | 98.8312 | 0 | 0.0024617 | 0.0024617 | 0 | 0 | 0.81531 | 180 | 2026-08-01
2026-08-02 20:46 | 2026-08-02 21:00 | 2026-08-02 20:45 | 0 | 0.23623 | 60 | 0 | 60 | 98.8312 | 83.4246 | 98.8312 | 83.4246 | 0 | 0.042796 | 0.042796 | 0 | 0 | 14.1741 | 180 | 2026-08-01
2026-08-02 21:00 | 2026-08-02 21:02 | 2026-08-02 21:00 | u | 0.038686 | 60 | 0 | 60 | 83.4246 | 80.9016 | 83.4246 | 80.9016 | 0 | 0.0070083 | 0.0070083 | 0 | 0 | 2.3211 | 181 | 2026-08-01
2026-08-02 21:02 | 2026-08-02 21:15 | 2026-08-02 21:00 | 0 | 0.21131 | 36 | 0 | 36 | 80.9016 | 72.6328 | 80.9016 | 72.6328 | 0 | 0.022969 | 0.022969 | 0 | 0 | 7.6073 | 181 | 2026-08-01
2026-08-02 21:15 | 2026-08-02 21:19 | 2026-08-02 21:15 | u | 0.06368 | 60 | 0 | 60 | 72.6328 | 68.4798 | 72.6328 | 68.4798 | 0 | 0.011536 | 0.011536 | 0 | 0 | 3.8208 | 182 | 2026-08-01
2026-08-02 21:19 | 2026-08-02 21:30 | 2026-08-02 21:15 | 0 | 0.18632 | 36 | 0 | 36 | 68.4798 | 61.189 | 68.4798 | 61.189 | 0 | 0.020252 | 0.020252 | 0 | 0 | 6.7075 | 182 | 2026-08-01
2026-08-02 21:30 | 2026-08-02 21:30 | 2026-08-02 21:30 | d | 2.2857e-05 | 12 | 0 | 12 | 61.189 | 61.1887 | 61.189 | 61.1887 | 0 | 8.2816e-07 | 8.2816e-07 | 0 | 0 | 0.00027429 | 183 | 2026-08-01
2026-08-02 21:30 | 2026-08-02 21:31 | 2026-08-02 21:30 | u | 0.01976 | 60 | 0 | 60 | 61.1887 | 59.9 | 61.1887 | 59.9 | 0 | 0.0035797 | 0.0035797 | 0 | 0 | 1.1856 | 183 | 2026-08-01
2026-08-02 21:31 | 2026-08-02 21:45 | 2026-08-02 21:30 | 0 | 0.23022 | 36 | 0 | 36 | 59.9 | 50.8915 | 59.9 | 50.8915 | 0 | 0.025024 | 0.025024 | 0 | 0 | 8.2878 | 183 | 2026-08-01
2026-08-02 21:45 | 2026-08-02 21:46 | 2026-08-02 21:45 | d | 0.014126 | -24 | 24 | 0 | 50.8915 | 51.2034 | 50.8915 | 51.2034 | 0 | 0.00086638 | 0.00086638 | 0 | 0.33902 | 0 | 184 | 2026-08-01
2026-08-02 21:46 | 2026-08-02 21:46 | 2026-08-02 21:45 | u | 0.0029029 | 24 | 0 | 24 | 51.2034 | 51.1276 | 51.2034 | 51.1276 | 0 | 0.00021035 | 0.00021035 | 0 | 0 | 0.069669 | 184 | 2026-08-01
2026-08-02 21:46 | 2026-08-02 22:00 | 2026-08-02 21:45 | 0 | 0.23297 | 0 | 0 | 0 | 51.1276 | 51.1276 | 51.1276 | 51.1276 | 0 | 0 | 0 | 0 | 0 | 0 | 184 | 2026-08-01
2026-08-02 22:00 | 2026-08-02 22:01 | 2026-08-02 22:00 | d | 0.0096686 | -24 | 24 | 0 | 51.1276 | 51.3411 | 51.1276 | 51.3411 | 0 | 0.00059301 | 0.00059301 | 0 | 0.23205 | 0 | 185 | 2026-08-01
2026-08-02 22:01 | 2026-08-02 22:01 | 2026-08-02 22:00 | u | 0.0012229 | 24 | 0 | 24 | 51.3411 | 51.3092 | 51.3411 | 51.3092 | 0 | 8.8613e-05 | 8.8613e-05 | 0 | 0 | 0.029349 | 185 | 2026-08-01
2026-08-02 22:01 | 2026-08-02 22:15 | 2026-08-02 22:00 | 0 | 0.23911 | 0 | 0 | 0 | 51.3092 | 51.3092 | 51.3092 | 51.3092 | 0 | 0 | 0 | 0 | 0 | 0 | 185 | 2026-08-01
2026-08-02 22:15 | 2026-08-02 22:16 | 2026-08-02 22:15 | d | 0.018914 | -24 | 24 | 0 | 51.3092 | 51.7269 | 51.3092 | 51.7269 | 0 | 0.0011601 | 0.0011601 | 0 | 0.45394 | 0 | 186 | 2026-08-01
2026-08-02 22:16 | 2026-08-02 22:16 | 2026-08-02 22:15 | u | 0.00014286 | 24 | 0 | 24 | 51.7269 | 51.7231 | 51.7269 | 51.7231 | 0 | 1.0352e-05 | 1.0352e-05 | 0 | 0 | 0.0034286 | 186 | 2026-08-01
2026-08-02 22:16 | 2026-08-02 22:30 | 2026-08-02 22:15 | 0 | 0.23094 | 0 | 0 | 0 | 51.7231 | 51.7231 | 51.7231 | 51.7231 | 0 | 0 | 0 | 0 | 0 | 0 | 186 | 2026-08-01
2026-08-02 22:30 | 2026-08-02 22:30 | 2026-08-02 22:30 | d | 0.0034971 | -24 | 24 | 0 | 51.7231 | 51.8003 | 51.7231 | 51.8003 | 0 | 0.00021449 | 0.00021449 | 0 | 0.083931 | 0 | 187 | 2026-08-01
2026-08-02 22:30 | 2026-08-02 22:31 | 2026-08-02 22:30 | u | 0.0064 | 24 | 0 | 24 | 51.8003 | 51.6334 | 51.8003 | 51.6334 | 0 | 0.00046377 | 0.00046377 | 0 | 0 | 0.1536 | 187 | 2026-08-01
2026-08-02 22:31 | 2026-08-02 22:45 | 2026-08-02 22:30 | 0 | 0.2401 | 0 | 0 | 0 | 51.6334 | 51.6334 | 51.6334 | 51.6334 | 0 | 0 | 0 | 0 | 0 | 0 | 187 | 2026-08-01
2026-08-02 22:45 | 2026-08-02 22:45 | 2026-08-02 22:45 | d | 0.0033314 | -11.7061 | 11.7061 | 0 | 51.6334 | 51.6693 | 51.6334 | 51.6693 | 0 | 9.9662e-05 | 9.9662e-05 | 0 | 0.038998 | 0 | 188 | 2026-08-01
2026-08-02 22:45 | 2026-08-02 22:48 | 2026-08-02 22:45 | u | 0.048646 | 36.2939 | 0 | 36.2939 | 51.6693 | 49.7502 | 51.6693 | 49.7502 | 0 | 0.0053307 | 0.0053307 | 0 | 0 | 1.7655 | 188 | 2026-08-01
2026-08-02 22:48 | 2026-08-02 23:00 | 2026-08-02 22:45 | 0 | 0.19802 | 12.2939 | 0 | 12.2939 | 49.7502 | 47.104 | 49.7502 | 47.104 | 0 | 0.0073504 | 0.0073504 | 0 | 0 | 2.4345 | 188 | 2026-08-01
2026-08-02 23:00 | 2026-08-02 23:00 | 2026-08-02 23:00 | d | 0.00072571 | -24 | 24 | 0 | 47.104 | 47.1201 | 47.104 | 47.1201 | 0 | 4.451e-05 | 4.451e-05 | 0 | 0.017417 | 0 | 189 | 2026-08-01
2026-08-02 23:00 | 2026-08-02 23:04 | 2026-08-02 23:00 | u | 0.066206 | 24 | 0 | 24 | 47.1201 | 45.393 | 47.1201 | 45.393 | 0 | 0.0047975 | 0.0047975 | 0 | 0 | 1.5889 | 189 | 2026-08-01
2026-08-02 23:04 | 2026-08-02 23:15 | 2026-08-02 23:00 | 0 | 0.18307 | 0 | 0 | 0 | 45.393 | 45.393 | 45.393 | 45.393 | 0 | 0 | 0 | 0 | 0 | 0 | 189 | 2026-08-01
2026-08-02 23:15 | 2026-08-02 23:20 | 2026-08-02 23:15 | u | 0.080326 | 60 | 0 | 60 | 45.393 | 40.1543 | 45.393 | 40.1543 | 0 | 0.014552 | 0.014552 | 0 | 0 | 4.8195 | 190 | 2026-08-01
2026-08-02 23:20 | 2026-08-02 23:30 | 2026-08-02 23:15 | 0 | 0.16967 | 36 | 0 | 36 | 40.1543 | 33.5149 | 40.1543 | 33.5149 | 0 | 0.018443 | 0.018443 | 0 | 0 | 6.1083 | 190 | 2026-08-01
2026-08-02 23:30 | 2026-08-02 23:32 | 2026-08-02 23:30 | u | 0.032777 | 24 | 0 | 24 | 33.5149 | 32.6598 | 33.5149 | 32.6598 | 0 | 0.0023752 | 0.0023752 | 0 | 0 | 0.78665 | 191 | 2026-08-01
2026-08-02 23:32 | 2026-08-02 23:45 | 2026-08-02 23:30 | 0 | 0.21722 | 0 | 0 | 0 | 32.6598 | 32.6598 | 32.6598 | 32.6598 | 0 | 0 | 0 | 0 | 0 | 0 | 191 | 2026-08-01
2026-08-02 23:45 | 2026-08-02 23:45 | 2026-08-02 23:45 | d | 0.00024 | -24 | 24 | 0 | 32.6598 | 32.6651 | 32.6598 | 32.6651 | 0 | 1.472e-05 | 1.472e-05 | 0 | 0.00576 | 0 | 192 | 2026-08-01
2026-08-02 23:45 | 2026-08-02 23:47 | 2026-08-02 23:45 | u | 0.035497 | 24 | 0 | 24 | 32.6651 | 31.7391 | 32.6651 | 31.7391 | 0 | 0.0025723 | 0.0025723 | 0 | 0 | 0.85193 | 192 | 2026-08-01
2026-08-02 23:47 | 2026-08-03 | 2026-08-02 23:45 | 0 | 0.21426 | 0 | 0 | 0 | 31.7391 | 31.7391 | 31.7391 | 31.7391 | 0 | 0 | 0 | 0 | 0 | 0 | 192 | 2026-08-01
2026-08-02 | 2026-08-02 | 2026-08-02 | d | 0.0020171 | -42.458 | 42.458 | 0 | 31.7391 | 31.8179 | 31.7391 | 31.8179 | 0 | 0.00021887 | 0.00021887 | 0 | 0.085644 | 0 | 193 | 2026-08-02
2026-08-02 | 2026-08-02 00:01 | 2026-08-02 | u | 0.01308 | 5.542 | 0 | 5.542 | 31.8179 | 31.7391 | 31.8179 | 31.7391 | 0 | 0.00021887 | 0.00021887 | 0 | 0 | 0.072489 | 193 | 2026-08-02
2026-08-02 00:01 | 2026-08-02 00:15 | 2026-08-02 | 0 | 0.2349 | -18.458 | 18.458 | 0 | 31.7391 | 35.7281 | 31.7391 | 35.7281 | 0 | 0.01108 | 0.01108 | 0 | 4.3358 | 0 | 193 | 2026-08-02
2026-08-02 00:15 | 2026-08-02 00:17 | 2026-08-02 00:15 | d | 0.032091 | -24 | 24 | 0 | 35.7281 | 36.4367 | 35.7281 | 36.4367 | 0 | 0.0019683 | 0.0019683 | 0 | 0.77019 | 0 | 194 | 2026-08-02
2026-08-02 00:17 | 2026-08-02 00:30 | 2026-08-02 00:15 | 0 | 0.21791 | 0 | 0 | 0 | 36.4367 | 36.4367 | 36.4367 | 36.4367 | 0 | 0 | 0 | 0 | 0 | 0 | 194 | 2026-08-02
2026-08-02 00:30 | 2026-08-02 00:30 | 2026-08-02 00:30 | d | 0.00708 | -24 | 24 | 0 | 36.4367 | 36.593 | 36.4367 | 36.593 | 0 | 0.00043424 | 0.00043424 | 0 | 0.16992 | 0 | 195 | 2026-08-02
2026-08-02 00:30 | 2026-08-02 00:31 | 2026-08-02 00:30 | u | 0.0049771 | 24 | 0 | 24 | 36.593 | 36.4632 | 36.593 | 36.4632 | 0 | 0.00036066 | 0.00036066 | 0 | 0 | 0.11945 | 195 | 2026-08-02
2026-08-02 00:31 | 2026-08-02 00:45 | 2026-08-02 00:30 | 0 | 0.23794 | 0 | 0 | 0 | 36.4632 | 36.4632 | 36.4632 | 36.4632 | 0 | 0 | 0 | 0 | 0 | 0 | 195 | 2026-08-02
2026-08-02 00:45 | 2026-08-02 00:45 | 2026-08-02 00:45 | d | 0.0057714 | -24 | 24 | 0 | 36.4632 | 36.5906 | 36.4632 | 36.5906 | 0 | 0.00035398 | 0.00035398 | 0 | 0.13851 | 0 | 196 | 2026-08-02
2026-08-02 00:45 | 2026-08-02 00:45 | 2026-08-02 00:45 | u | 0.00084 | 24 | 0 | 24 | 36.5906 | 36.5687 | 36.5906 | 36.5687 | 0 | 6.087e-05 | 6.087e-05 | 0 | 0 | 0.02016 | 196 | 2026-08-02
2026-08-02 00:45 | 2026-08-02 01:00 | 2026-08-02 00:45 | 0 | 0.24339 | 0 | 0 | 0 | 36.5687 | 36.5687 | 36.5687 | 36.5687 | 0 | 0 | 0 | 0 | 0 | 0 | 196 | 2026-08-02
2026-08-02 01:00 | 2026-08-02 01:02 | 2026-08-02 01:00 | d | 0.035834 | -2.8499 | 2.8499 | 0 | 36.5687 | 36.6626 | 36.5687 | 36.6626 | 0 | 0.00026098 | 0.00026098 | 0 | 0.10212 | 0 | 197 | 2026-08-02
2026-08-02 01:02 | 2026-08-02 01:15 | 2026-08-02 01:00 | 0 | 0.21417 | 21.1501 | 0 | 21.1501 | 36.6626 | 31.7391 | 36.6626 | 31.7391 | 0 | 0.013676 | 0.013676 | 0 | 0 | 4.5296 | 197 | 2026-08-02
2026-08-02 01:15 | 2026-08-02 01:15 | 2026-08-02 01:15 | d | 0.0069371 | -24 | 24 | 0 | 31.7391 | 31.8923 | 31.7391 | 31.8923 | 0 | 0.00042548 | 0.00042548 | 0 | 0.16649 | 0 | 198 | 2026-08-02
2026-08-02 01:15 | 2026-08-02 01:15 | 2026-08-02 01:15 | u | 2.2857e-05 | 24 | 0 | 24 | 31.8923 | 31.8917 | 31.8923 | 31.8917 | 0 | 1.6563e-06 | 1.6563e-06 | 0 | 0 | 0.00054857 | 198 | 2026-08-02
2026-08-02 01:15 | 2026-08-02 01:30 | 2026-08-02 01:15 | 0 | 0.24304 | 0 | 0 | 0 | 31.8917 | 31.8917 | 31.8917 | 31.8917 | 0 | 0 | 0 | 0 | 0 | 0 | 198 | 2026-08-02
2026-08-02 01:30 | 2026-08-02 01:30 | 2026-08-02 01:30 | d | 0.0081771 | -24 | 24 | 0 | 31.8917 | 32.0723 | 31.8917 | 32.0723 | 0 | 0.00050153 | 0.00050153 | 0 | 0.19625 | 0 | 199 | 2026-08-02
2026-08-02 01:30 | 2026-08-02 01:31 | 2026-08-02 01:30 | u | 0.00052 | 24 | 0 | 24 | 32.0723 | 32.0587 | 32.0723 | 32.0587 | 0 | 3.7681e-05 | 3.7681e-05 | 0 | 0 | 0.01248 | 199 | 2026-08-02
2026-08-02 01:31 | 2026-08-02 01:45 | 2026-08-02 01:30 | 0 | 0.2413 | 0 | 0 | 0 | 32.0587 | 32.0587 | 32.0587 | 32.0587 | 0 | 0 | 0 | 0 | 0 | 0 | 199 | 2026-08-02
2026-08-02 01:45 | 2026-08-02 01:45 | 2026-08-02 01:45 | d | 0.0026 | -24 | 24 | 0 | 32.0587 | 32.1161 | 32.0587 | 32.1161 | 0 | 0.00015947 | 0.00015947 | 0 | 0.0624 | 0 | 200 | 2026-08-02
2026-08-02 01:45 | 2026-08-02 01:45 | 2026-08-02 01:45 | u | 0.00116 | 24 | 0 | 24 | 32.1161 | 32.0858 | 32.1161 | 32.0858 | 0 | 8.4058e-05 | 8.4058e-05 | 0 | 0 | 0.02784 | 200 | 2026-08-02
2026-08-02 01:45 | 2026-08-02 02:00 | 2026-08-02 01:45 | 0 | 0.24624 | 0 | 0 | 0 | 32.0858 | 32.0858 | 32.0858 | 32.0858 | 0 | 0 | 0 | 0 | 0 | 0 | 200 | 2026-08-02
2026-08-02 02:00 | 2026-08-02 02:01 | 2026-08-02 02:00 | u | 0.012509 | 23.8198 | 0 | 23.8198 | 32.0858 | 31.762 | 32.0858 | 31.762 | 0 | 0.00089961 | 0.00089961 | 0 | 0 | 0.29795 | 201 | 2026-08-02
2026-08-02 02:01 | 2026-08-02 02:15 | 2026-08-02 02:00 | 0 | 0.23749 | -0.18025 | 0.18025 | 0 | 31.762 | 31.8014 | 31.762 | 31.8014 | 0 | 0.0001094 | 0.0001094 | 0 | 0.042807 | 0 | 201 | 2026-08-02
2026-08-02 02:15 | 2026-08-02 02:15 | 2026-08-02 02:15 | d | 0.0076857 | -31.3703 | 31.3703 | 0 | 31.8014 | 32.0232 | 31.8014 | 32.0232 | 0 | 0.00061615 | 0.00061615 | 0 | 0.2411 | 0 | 202 | 2026-08-02
2026-08-02 02:15 | 2026-08-02 02:16 | 2026-08-02 02:15 | u | 0.015714 | 16.6297 | 0 | 16.6297 | 32.0232 | 31.7391 | 32.0232 | 31.7391 | 0 | 0.00078902 | 0.00078902 | 0 | 0 | 0.26132 | 202 | 2026-08-02
2026-08-02 02:16 | 2026-08-02 02:30 | 2026-08-02 02:15 | 0 | 0.2266 | -7.3703 | 7.3703 | 0 | 31.7391 | 33.2756 | 31.7391 | 33.2756 | 0 | 0.0042681 | 0.0042681 | 0 | 1.6701 | 0 | 202 | 2026-08-02
2026-08-02 02:30 | 2026-08-02 02:30 | 2026-08-02 02:30 | d | 9.7143e-05 | -24 | 24 | 0 | 33.2756 | 33.2778 | 33.2756 | 33.2778 | 0 | 5.9581e-06 | 5.9581e-06 | 0 | 0.0023314 | 0 | 203 | 2026-08-02
2026-08-02 02:30 | 2026-08-02 02:31 | 2026-08-02 02:30 | u | 0.023943 | 24 | 0 | 24 | 33.2778 | 32.6532 | 33.2778 | 32.6532 | 0 | 0.001735 | 0.001735 | 0 | 0 | 0.57463 | 203 | 2026-08-02
2026-08-02 02:31 | 2026-08-02 02:45 | 2026-08-02 02:30 | 0 | 0.22596 | 0 | 0 | 0 | 32.6532 | 32.6532 | 32.6532 | 32.6532 | 0 | 0 | 0 | 0 | 0 | 0 | 203 | 2026-08-02
2026-08-02 02:45 | 2026-08-02 02:45 | 2026-08-02 02:45 | u | 0.00188 | 24 | 0 | 24 | 32.6532 | 32.6041 | 32.6532 | 32.6041 | 0 | 0.00013623 | 0.00013623 | 0 | 0 | 0.04512 | 204 | 2026-08-02
2026-08-02 02:45 | 2026-08-02 03:00 | 2026-08-02 02:45 | 0 | 0.24812 | 0 | 0 | 0 | 32.6041 | 32.6041 | 32.6041 | 32.6041 | 0 | 0 | 0 | 0 | 0 | 0 | 204 | 2026-08-02
2026-08-02 03:00 | 2026-08-02 03:00 | 2026-08-02 03:00 | u | 0.00608 | 24 | 0 | 24 | 32.6041 | 32.4455 | 32.6041 | 32.4455 | 0 | 0.00044058 | 0.00044058 | 0 | 0 | 0.14592 | 205 | 2026-08-02
2026-08-02 03:00 | 2026-08-02 03:15 | 2026-08-02 03:00 | 0 | 0.24392 | 0 | 0 | 0 | 32.4455 | 32.4455 | 32.4455 | 32.4455 | 0 | 0 | 0 | 0 | 0 | 0 | 205 | 2026-08-02
2026-08-02 03:15 | 2026-08-02 03:17 | 2026-08-02 03:15 | u | 0.033429 | 19.4412 | 0 | 19.4412 | 32.4455 | 31.7391 | 32.4455 | 31.7391 | 0 | 0.0019622 | 0.0019622 | 0 | 0 | 0.64989 | 206 | 2026-08-02
2026-08-02 03:17 | 2026-08-02 03:30 | 2026-08-02 03:15 | 0 | 0.21657 | -4.5588 | 4.5588 | 0 | 31.7391 | 32.6474 | 31.7391 | 32.6474 | 0 | 0.0025231 | 0.0025231 | 0 | 0.9873 | 0 | 206 | 2026-08-02
2026-08-02 03:30 | 2026-08-02 03:32 | 2026-08-02 03:30 | u | 0.040766 | 20.4989 | 0 | 20.4989 | 32.6474 | 31.7391 | 32.6474 | 31.7391 | 0 | 0.0025231 | 0.0025231 | 0 | 0 | 0.83565 | 207 | 2026-08-02
2026-08-02 03:32 | 2026-08-02 03:45 | 2026-08-02 03:30 | 0 | 0.20923 | -3.5011 | 3.5011 | 0 | 31.7391 | 32.4131 | 31.7391 | 32.4131 | 0 | 0.0018721 | 0.0018721 | 0 | 0.73255 | 0 | 207 | 2026-08-02
2026-08-02 03:45 | 2026-08-02 03:49 | 2026-08-02 03:45 | u | 0.061869 | 10.0217 | 0 | 10.0217 | 32.4131 | 31.7391 | 32.4131 | 31.7391 | 0 | 0.0018721 | 0.0018721 | 0 | 0 | 0.62003 | 208 | 2026-08-02
2026-08-02 03:49 | 2026-08-02 04:00 | 2026-08-02 03:45 | 0 | 0.18813 | -13.9783 | 13.9783 | 0 | 31.7391 | 34.1585 | 31.7391 | 34.1585 | 0 | 0.0067205 | 0.0067205 | 0 | 2.6298 | 0 | 208 | 2026-08-02
2026-08-02 04:00 | 2026-08-02 04:06 | 2026-08-02 04:00 | u | 0.092743 | 24 | 0 | 24 | 34.1585 | 31.7391 | 34.1585 | 31.7391 | 0 | 0.0067205 | 0.0067205 | 0 | 0 | 2.2258 | 209 | 2026-08-02
2026-08-02 04:06 | 2026-08-02 04:15 | 2026-08-02 04:00 | 0 | 0.15726 | 0 | 0 | 0 | 31.7391 | 31.7391 | 31.7391 | 31.7391 | 0 | 0 | 0 | 0 | 0 | 0 | 209 | 2026-08-02
2026-08-02 04:15 | 2026-08-02 04:21 | 2026-08-02 04:15 | u | 0.09916 | 0 | 0 | 0 | 31.7391 | 31.7391 | 31.7391 | 31.7391 | 0 | 0 | 0 | 0 | 0 | 0 | 210 | 2026-08-02
2026-08-02 04:21 | 2026-08-02 04:30 | 2026-08-02 04:15 | 0 | 0.15084 | -24 | 24 | 0 | 31.7391 | 35.0697 | 31.7391 | 35.0697 | 0 | 0.0092515 | 0.0092515 | 0 | 3.6202 | 0 | 210 | 2026-08-02
2026-08-02 04:30 | 2026-08-02 04:37 | 2026-08-02 04:30 | u | 0.11847 | 1.1262 | 0 | 1.1262 | 35.0697 | 34.9247 | 35.0697 | 34.9247 | 0 | 0.00040285 | 0.00040285 | 0 | 0 | 0.13342 | 211 | 2026-08-02
2026-08-02 04:37 | 2026-08-02 04:45 | 2026-08-02 04:30 | 0 | 0.13153 | -22.8738 | 22.8738 | 0 | 34.9247 | 37.6926 | 34.9247 | 37.6926 | 0 | 0.0076887 | 0.0076887 | 0 | 3.0086 | 0 | 211 | 2026-08-02
2026-08-02 04:45 | 2026-08-02 04:50 | 2026-08-02 04:45 | u | 0.080617 | 24 | 0 | 24 | 37.6926 | 35.5895 | 37.6926 | 35.5895 | 0 | 0.0058418 | 0.0058418 | 0 | 0 | 1.9348 | 212 | 2026-08-02
2026-08-02 04:50 | 2026-08-02 05:00 | 2026-08-02 04:45 | 0 | 0.16938 | 0 | 0 | 0 | 35.5895 | 35.5895 | 35.5895 | 35.5895 | 0 | 0 | 0 | 0 | 0 | 0 | 212 | 2026-08-02
2026-08-02 05:00 | 2026-08-02 05:02 | 2026-08-02 05:00 | u | 0.041566 | 24 | 0 | 24 | 35.5895 | 34.5052 | 35.5895 | 34.5052 | 0 | 0.003012 | 0.003012 | 0 | 0 | 0.99758 | 213 | 2026-08-02
2026-08-02 05:02 | 2026-08-02 05:15 | 2026-08-02 05:00 | 0 | 0.20843 | 0 | 0 | 0 | 34.5052 | 34.5052 | 34.5052 | 34.5052 | 0 | 0 | 0 | 0 | 0 | 0 | 213 | 2026-08-02
2026-08-02 05:15 | 2026-08-02 05:17 | 2026-08-02 05:15 | u | 0.031983 | 24 | 0 | 24 | 34.5052 | 33.6709 | 34.5052 | 33.6709 | 0 | 0.0023176 | 0.0023176 | 0 | 0 | 0.76759 | 214 | 2026-08-02
2026-08-02 05:17 | 2026-08-02 05:30 | 2026-08-02 05:15 | 0 | 0.21802 | 0 | 0 | 0 | 33.6709 | 33.6709 | 33.6709 | 33.6709 | 0 | 0 | 0 | 0 | 0 | 0 | 214 | 2026-08-02
2026-08-02 05:30 | 2026-08-02 05:31 | 2026-08-02 05:30 | u | 0.018166 | 24 | 0 | 24 | 33.6709 | 33.197 | 33.6709 | 33.197 | 0 | 0.0013164 | 0.0013164 | 0 | 0 | 0.43598 | 215 | 2026-08-02
2026-08-02 05:31 | 2026-08-02 05:45 | 2026-08-02 05:30 | 0 | 0.23183 | 0 | 0 | 0 | 33.197 | 33.197 | 33.197 | 33.197 | 0 | 0 | 0 | 0 | 0 | 0 | 215 | 2026-08-02
2026-08-02 05:45 | 2026-08-02 05:45 | 2026-08-02 05:45 | d | 0.00019429 | -24 | 24 | 0 | 33.197 | 33.2013 | 33.197 | 33.2013 | 0 | 1.1916e-05 | 1.1916e-05 | 0 | 0.0046629 | 0 | 216 | 2026-08-02
2026-08-02 05:45 | 2026-08-02 05:45 | 2026-08-02 05:45 | u | 0.0066286 | 24 | 0 | 24 | 33.2013 | 33.0284 | 33.2013 | 33.0284 | 0 | 0.00048033 | 0.00048033 | 0 | 0 | 0.15909 | 216 | 2026-08-02
2026-08-02 05:45 | 2026-08-02 06:00 | 2026-08-02 05:45 | 0 | 0.24318 | 0 | 0 | 0 | 33.0284 | 33.0284 | 33.0284 | 33.0284 | 0 | 0 | 0 | 0 | 0 | 0 | 216 | 2026-08-02
2026-08-02 06:00 | 2026-08-02 06:00 | 2026-08-02 06:00 | d | 0.00028571 | -24 | 24 | 0 | 33.0284 | 33.0347 | 33.0284 | 33.0347 | 0 | 1.7524e-05 | 1.7524e-05 | 0 | 0.0068571 | 0 | 217 | 2026-08-02
2026-08-02 06:00 | 2026-08-02 06:01 | 2026-08-02 06:00 | u | 0.013446 | 24 | 0 | 24 | 33.0347 | 32.6839 | 33.0347 | 32.6839 | 0 | 0.00097433 | 0.00097433 | 0 | 0 | 0.3227 | 217 | 2026-08-02
2026-08-02 06:01 | 2026-08-02 06:15 | 2026-08-02 06:00 | 0 | 0.23627 | 0 | 0 | 0 | 32.6839 | 32.6839 | 32.6839 | 32.6839 | 0 | 0 | 0 | 0 | 0 | 0 | 217 | 2026-08-02
2026-08-02 06:15 | 2026-08-02 06:16 | 2026-08-02 06:15 | u | 0.016309 | 24 | 0 | 24 | 32.6839 | 32.2585 | 32.6839 | 32.2585 | 0 | 0.0011818 | 0.0011818 | 0 | 0 | 0.39141 | 218 | 2026-08-02
2026-08-02 06:16 | 2026-08-02 06:30 | 2026-08-02 06:15 | 0 | 0.23369 | 0 | 0 | 0 | 32.2585 | 32.2585 | 32.2585 | 32.2585 | 0 | 0 | 0 | 0 | 0 | 0 | 218 | 2026-08-02
2026-08-02 06:30 | 2026-08-02 06:30 | 2026-08-02 06:30 | d | 6.8571e-05 | -24 | 24 | 0 | 32.2585 | 32.26 | 32.2585 | 32.26 | 0 | 4.2057e-06 | 4.2057e-06 | 0 | 0.0016457 | 0 | 219 | 2026-08-02
2026-08-02 06:30 | 2026-08-02 06:31 | 2026-08-02 06:30 | u | 0.019966 | 24 | 0 | 24 | 32.26 | 31.7391 | 32.26 | 31.7391 | 0 | 0.0014468 | 0.0014468 | 0 | 0 | 0.47918 | 219 | 2026-08-02
2026-08-02 06:31 | 2026-08-02 06:45 | 2026-08-02 06:30 | 0 | 0.22997 | 0 | 0 | 0 | 31.7391 | 31.7391 | 31.7391 | 31.7391 | 0 | 0 | 0 | 0 | 0 | 0 | 219 | 2026-08-02
2026-08-02 06:45 | 2026-08-02 06:46 | 2026-08-02 06:45 | d | 0.023371 | -24 | 24 | 0 | 31.7391 | 32.2552 | 31.7391 | 32.2552 | 0 | 0.0014334 | 0.0014334 | 0 | 0.56091 | 0 | 220 | 2026-08-02
2026-08-02 06:46 | 2026-08-02 06:47 | 2026-08-02 06:45 | u | 0.0031943 | 24 | 0 | 24 | 32.2552 | 32.1718 | 32.2552 | 32.1718 | 0 | 0.00023147 | 0.00023147 | 0 | 0 | 0.076663 | 220 | 2026-08-02
2026-08-02 06:47 | 2026-08-02 07:00 | 2026-08-02 06:45 | 0 | 0.22343 | 0 | 0 | 0 | 32.1718 | 32.1718 | 32.1718 | 32.1718 | 0 | 0 | 0 | 0 | 0 | 0 | 220 | 2026-08-02
2026-08-02 07:00 | 2026-08-02 07:01 | 2026-08-02 07:00 | d | 0.023989 | -20.4055 | 20.4055 | 0 | 32.1718 | 32.6222 | 32.1718 | 32.6222 | 0 | 0.0012509 | 0.0012509 | 0 | 0.4895 | 0 | 221 | 2026-08-02
2026-08-02 07:01 | 2026-08-02 07:15 | 2026-08-02 07:00 | 0 | 0.22601 | 3.5945 | 0 | 3.5945 | 32.6222 | 31.7391 | 32.6222 | 31.7391 | 0 | 0.0024529 | 0.0024529 | 0 | 0 | 0.81241 | 221 | 2026-08-02
2026-08-02 07:15 | 2026-08-02 07:17 | 2026-08-02 07:15 | d | 0.037263 | -20.903 | 20.903 | 0 | 31.7391 | 32.4557 | 31.7391 | 32.4557 | 0 | 0.0019905 | 0.0019905 | 0 | 0.7789 | 0 | 222 | 2026-08-02
2026-08-02 07:17 | 2026-08-02 07:17 | 2026-08-02 07:15 | u | 1.7143e-05 | 27.097 | 0 | 27.097 | 32.4557 | 32.4552 | 32.4557 | 32.4552 | 0 | 1.4025e-06 | 1.4025e-06 | 0 | 0 | 0.00046452 | 222 | 2026-08-02
2026-08-02 07:17 | 2026-08-02 07:30 | 2026-08-02 07:15 | 0 | 0.21272 | 3.097 | 0 | 3.097 | 32.4552 | 31.7391 | 32.4552 | 31.7391 | 0 | 0.0019891 | 0.0019891 | 0 | 0 | 0.6588 | 222 | 2026-08-02
2026-08-02 07:30 | 2026-08-02 07:32 | 2026-08-02 07:30 | d | 0.03092 | -21.439 | 21.439 | 0 | 31.7391 | 32.349 | 31.7391 | 32.349 | 0 | 0.0016941 | 0.0016941 | 0 | 0.66289 | 0 | 223 | 2026-08-02
2026-08-02 07:32 | 2026-08-02 07:45 | 2026-08-02 07:30 | 0 | 0.21908 | 2.561 | 0 | 2.561 | 32.349 | 31.7391 | 32.349 | 31.7391 | 0 | 0.0016941 | 0.0016941 | 0 | 0 | 0.56107 | 223 | 2026-08-02
2026-08-02 07:45 | 2026-08-02 07:48 | 2026-08-02 07:45 | d | 0.043349 | -24 | 24 | 0 | 31.7391 | 32.6963 | 31.7391 | 32.6963 | 0 | 0.0026587 | 0.0026587 | 0 | 1.0404 | 0 | 224 | 2026-08-02
2026-08-02 07:48 | 2026-08-02 08:00 | 2026-08-02 07:45 | 0 | 0.20665 | 0 | 0 | 0 | 32.6963 | 32.6963 | 32.6963 | 32.6963 | 0 | 0 | 0 | 0 | 0 | 0 | 224 | 2026-08-02
2026-08-02 08:00 | 2026-08-02 08:01 | 2026-08-02 08:00 | d | 0.013954 | -19.3047 | 19.3047 | 0 | 32.6963 | 32.9441 | 32.6963 | 32.9441 | 0 | 0.00068843 | 0.00068843 | 0 | 0.26938 | 0 | 225 | 2026-08-02
2026-08-02 08:01 | 2026-08-02 08:01 | 2026-08-02 08:00 | u | 1.1429e-05 | 28.6953 | 0 | 28.6953 | 32.9441 | 32.9437 | 32.9441 | 32.9437 | 0 | 9.9017e-07 | 9.9017e-07 | 0 | 0 | 0.00032795 | 225 | 2026-08-02
2026-08-02 08:01 | 2026-08-02 08:15 | 2026-08-02 08:00 | 0 | 0.23603 | 4.6953 | 0 | 4.6953 | 32.9437 | 31.7391 | 32.9437 | 31.7391 | 0 | 0.0033461 | 0.0033461 | 0 | 0 | 1.1082 | 225 | 2026-08-02
2026-08-02 08:15 | 2026-08-02 08:19 | 2026-08-02 08:15 | d | 0.058377 | -19.0801 | 19.0801 | 0 | 31.7391 | 32.7639 | 31.7391 | 32.7639 | 0 | 0.0028465 | 0.0028465 | 0 | 1.1138 | 0 | 226 | 2026-08-02
2026-08-02 08:19 | 2026-08-02 08:30 | 2026-08-02 08:15 | 0 | 0.19162 | 4.9199 | 0 | 4.9199 | 32.7639 | 31.7391 | 32.7639 | 31.7391 | 0 | 0.0028465 | 0.0028465 | 0 | 0 | 0.94276 | 226 | 2026-08-02
2026-08-02 08:30 | 2026-08-02 08:34 | 2026-08-02 08:30 | d | 0.059646 | -24 | 24 | 0 | 31.7391 | 33.0561 | 31.7391 | 33.0561 | 0 | 0.0036583 | 0.0036583 | 0 | 1.4315 | 0 | 227 | 2026-08-02
2026-08-02 08:34 | 2026-08-02 08:45 | 2026-08-02 08:30 | 0 | 0.19035 | 0 | 0 | 0 | 33.0561 | 33.0561 | 33.0561 | 33.0561 | 0 | 0 | 0 | 0 | 0 | 0 | 227 | 2026-08-02
2026-08-02 08:45 | 2026-08-02 08:49 | 2026-08-02 08:45 | d | 0.06288 | -59.9012 | 59.9012 | 0 | 33.0561 | 36.5214 | 33.0561 | 36.5214 | 0 | 0.0096257 | 0.0096257 | 0 | 3.7666 | 0 | 228 | 2026-08-02
2026-08-02 08:49 | 2026-08-02 09:00 | 2026-08-02 08:45 | 0 | 0.18712 | -35.9012 | 35.9012 | 0 | 36.5214 | 42.7018 | 36.5214 | 42.7018 | 0 | 0.017168 | 0.017168 | 0 | 6.7178 | 0 | 228 | 2026-08-02
2026-08-02 09:00 | 2026-08-02 09:01 | 2026-08-02 09:00 | d | 0.017663 | 12 | 0 | 12 | 42.7018 | 42.4714 | 42.7018 | 42.4714 | 0 | 0.00063996 | 0.00063996 | 0 | 0 | 0.21195 | 229 | 2026-08-02
2026-08-02 09:01 | 2026-08-02 09:02 | 2026-08-02 09:00 | u | 0.019377 | 60 | 0 | 60 | 42.4714 | 41.2077 | 42.4714 | 41.2077 | 0 | 0.0035104 | 0.0035104 | 0 | 0 | 1.1626 | 229 | 2026-08-02
2026-08-02 09:02 | 2026-08-02 09:15 | 2026-08-02 09:00 | 0 | 0.21296 | 36 | 0 | 36 | 41.2077 | 32.8744 | 41.2077 | 32.8744 | 0 | 0.023148 | 0.023148 | 0 | 0 | 7.6666 | 229 | 2026-08-02
2026-08-02 09:15 | 2026-08-02 09:16 | 2026-08-02 09:15 | u | 0.016006 | 24 | 0 | 24 | 32.8744 | 32.4569 | 32.8744 | 32.4569 | 0 | 0.0011598 | 0.0011598 | 0 | 0 | 0.38414 | 230 | 2026-08-02
2026-08-02 09:16 | 2026-08-02 09:30 | 2026-08-02 09:15 | 0 | 0.23399 | 0 | 0 | 0 | 32.4569 | 32.4569 | 32.4569 | 32.4569 | 0 | 0 | 0 | 0 | 0 | 0 | 230 | 2026-08-02
2026-08-02 09:30 | 2026-08-02 09:32 | 2026-08-02 09:30 | u | 0.027514 | 24 | 0 | 24 | 32.4569 | 31.7391 | 32.4569 | 31.7391 | 0 | 0.0019938 | 0.0019938 | 0 | 0 | 0.66034 | 231 | 2026-08-02
2026-08-02 09:32 | 2026-08-02 09:45 | 2026-08-02 09:30 | 0 | 0.22249 | 0 | 0 | 0 | 31.7391 | 31.7391 | 31.7391 | 31.7391 | 0 | 0 | 0 | 0 | 0 | 0 | 231 | 2026-08-02
2026-08-02 09:45 | 2026-08-02 09:46 | 2026-08-02 09:45 | d | 0.02336 | -28.31 | 28.31 | 0 | 31.7391 | 32.3475 | 31.7391 | 32.3475 | 0 | 0.00169 | 0.00169 | 0 | 0.66132 | 0 | 232 | 2026-08-02
2026-08-02 09:46 | 2026-08-02 09:46 | 2026-08-02 09:45 | u | 0.0014457 | 19.69 | 0 | 19.69 | 32.3475 | 32.3166 | 32.3475 | 32.3166 | 0 | 8.5948e-05 | 8.5948e-05 | 0 | 0 | 0.028466 | 232 | 2026-08-02
2026-08-02 09:46 | 2026-08-02 10:00 | 2026-08-02 09:45 | 0 | 0.22519 | -4.31 | 4.31 | 0 | 32.3166 | 33.2095 | 32.3166 | 33.2095 | 0 | 0.0024804 | 0.0024804 | 0 | 0.97058 | 0 | 232 | 2026-08-02
2026-08-02 10:00 | 2026-08-02 10:01 | 2026-08-02 10:00 | d | 0.0098857 | -24 | 24 | 0 | 33.2095 | 33.4278 | 33.2095 | 33.4278 | 0 | 0.00060632 | 0.00060632 | 0 | 0.23726 | 0 | 233 | 2026-08-02
2026-08-02 10:01 | 2026-08-02 10:04 | 2026-08-02 10:00 | u | 0.059989 | 24 | 0 | 24 | 33.4278 | 31.8629 | 33.4278 | 31.8629 | 0 | 0.004347 | 0.004347 | 0 | 0 | 1.4397 | 233 | 2026-08-02
2026-08-02 10:04 | 2026-08-02 10:15 | 2026-08-02 10:00 | 0 | 0.18013 | 0 | 0 | 0 | 31.8629 | 31.8629 | 31.8629 | 31.8629 | 0 | 0 | 0 | 0 | 0 | 0 | 233 | 2026-08-02
2026-08-02 10:15 | 2026-08-02 10:15 | 2026-08-02 10:15 | d | 0.00075429 | -24 | 24 | 0 | 31.8629 | 31.8796 | 31.8629 | 31.8796 | 0 | 4.6263e-05 | 4.6263e-05 | 0 | 0.018103 | 0 | 234 | 2026-08-02
2026-08-02 10:15 | 2026-08-02 10:15 | 2026-08-02 10:15 | u | 0.0053829 | 24 | 0 | 24 | 31.8796 | 31.7391 | 31.8796 | 31.7391 | 0 | 0.00039006 | 0.00039006 | 0 | 0 | 0.12919 | 234 | 2026-08-02
2026-08-02 10:15 | 2026-08-02 10:30 | 2026-08-02 10:15 | 0 | 0.24386 | 0 | 0 | 0 | 31.7391 | 31.7391 | 31.7391 | 31.7391 | 0 | 0 | 0 | 0 | 0 | 0 | 234 | 2026-08-02
2026-08-02 10:30 | 2026-08-02 10:31 | 2026-08-02 10:30 | d | 0.018029 | -22.5198 | 22.5198 | 0 | 31.7391 | 32.1127 | 31.7391 | 32.1127 | 0 | 0.0010376 | 0.0010376 | 0 | 0.406 | 0 | 235 | 2026-08-02
2026-08-02 10:31 | 2026-08-02 10:31 | 2026-08-02 10:30 | u | 1.1429e-05 | 25.4802 | 0 | 25.4802 | 32.1127 | 32.1123 | 32.1127 | 32.1123 | 0 | 8.7923e-07 | 8.7923e-07 | 0 | 0 | 0.0002912 | 235 | 2026-08-02
2026-08-02 10:31 | 2026-08-02 10:45 | 2026-08-02 10:30 | 0 | 0.23196 | 1.4802 | 0 | 1.4802 | 32.1123 | 31.7391 | 32.1123 | 31.7391 | 0 | 0.0010367 | 0.0010367 | 0 | 0 | 0.34335 | 235 | 2026-08-02
2026-08-02 10:45 | 2026-08-02 10:47 | 2026-08-02 10:45 | d | 0.037297 | -24 | 24 | 0 | 31.7391 | 32.5627 | 31.7391 | 32.5627 | 0 | 0.0022876 | 0.0022876 | 0 | 0.89513 | 0 | 236 | 2026-08-02
2026-08-02 10:47 | 2026-08-02 11:00 | 2026-08-02 10:45 | 0 | 0.2127 | 0 | 0 | 0 | 32.5627 | 32.5627 | 32.5627 | 32.5627 | 0 | 0 | 0 | 0 | 0 | 0 | 236 | 2026-08-02
2026-08-02 11:00 | 2026-08-02 11:04 | 2026-08-02 11:00 | d | 0.068691 | -15.0085 | 15.0085 | 0 | 32.5627 | 33.5111 | 32.5627 | 33.5111 | 0 | 0.0026347 | 0.0026347 | 0 | 1.031 | 0 | 237 | 2026-08-02
2026-08-02 11:04 | 2026-08-02 11:15 | 2026-08-02 11:00 | 0 | 0.18131 | 8.9915 | 0 | 8.9915 | 33.5111 | 31.7391 | 33.5111 | 31.7391 | 0 | 0.0049222 | 0.0049222 | 0 | 0 | 1.6302 | 237 | 2026-08-02
2026-08-02 11:15 | 2026-08-02 11:22 | 2026-08-02 11:15 | d | 0.12151 | -60 | 60 | 0 | 31.7391 | 38.4467 | 31.7391 | 38.4467 | 0 | 0.018632 | 0.018632 | 0 | 7.2909 | 0 | 238 | 2026-08-02
2026-08-02 11:22 | 2026-08-02 11:30 | 2026-08-02 11:15 | 0 | 0.12849 | -36 | 36 | 0 | 38.4467 | 42.7022 | 38.4467 | 42.7022 | 0 | 0.011821 | 0.011821 | 0 | 4.6255 | 0 | 238 | 2026-08-02
2026-08-02 11:30 | 2026-08-02 11:40 | 2026-08-02 11:30 | d | 0.17172 | -60 | 60 | 0 | 42.7022 | 52.1811 | 42.7022 | 52.1811 | 0 | 0.02633 | 0.02633 | 0 | 10.3032 | 0 | 239 | 2026-08-02
2026-08-02 11:40 | 2026-08-02 11:45 | 2026-08-02 11:30 | 0 | 0.07828 | -36 | 36 | 0 | 52.1811 | 54.7737 | 52.1811 | 54.7737 | 0 | 0.0072018 | 0.0072018 | 0 | 2.8181 | 0 | 239 | 2026-08-02
2026-08-02 11:45 | 2026-08-02 11:56 | 2026-08-02 11:45 | d | 0.18125 | -60 | 60 | 0 | 54.7737 | 64.7785 | 54.7737 | 64.7785 | 0 | 0.027791 | 0.027791 | 0 | 10.8747 | 0 | 240 | 2026-08-02
2026-08-02 11:56 | 2026-08-02 12:00 | 2026-08-02 11:45 | 0 | 0.068754 | -36 | 36 | 0 | 64.7785 | 67.0556 | 64.7785 | 67.0556 | 0 | 0.0063254 | 0.0063254 | 0 | 2.4752 | 0 | 240 | 2026-08-02
2026-08-02 12:00 | 2026-08-02 12:10 | 2026-08-02 12:00 | d | 0.16074 | -60 | 60 | 0 | 67.0556 | 75.9287 | 67.0556 | 75.9287 | 0 | 0.024647 | 0.024647 | 0 | 9.6446 | 0 | 241 | 2026-08-02
2026-08-02 12:10 | 2026-08-02 12:15 | 2026-08-02 12:00 | 0 | 0.089257 | -36 | 36 | 0 | 75.9287 | 78.8849 | 75.9287 | 78.8849 | 0 | 0.0082117 | 0.0082117 | 0 | 3.2133 | 0 | 241 | 2026-08-02
2026-08-02 12:15 | 2026-08-02 12:22 | 2026-08-02 12:15 | d | 0.11901 | -60 | 60 | 0 | 78.8849 | 85.4543 | 78.8849 | 85.4543 | 0 | 0.018248 | 0.018248 | 0 | 7.1407 | 0 | 242 | 2026-08-02
2026-08-02 12:22 | 2026-08-02 12:30 | 2026-08-02 12:15 | 0 | 0.13099 | -36 | 36 | 0 | 85.4543 | 89.7926 | 85.4543 | 89.7926 | 0 | 0.012051 | 0.012051 | 0 | 4.7156 | 0 | 242 | 2026-08-02
2026-08-02 12:30 | 2026-08-02 12:33 | 2026-08-02 12:30 | d | 0.055206 | -60 | 60 | 0 | 89.7926 | 92.84 | 89.7926 | 92.84 | 0 | 0.0084649 | 0.0084649 | 0 | 3.3123 | 0 | 243 | 2026-08-02
2026-08-02 12:33 | 2026-08-02 12:45 | 2026-08-02 12:30 | 0 | 0.19479 | -36 | 36 | 0 | 92.84 | 99.2916 | 92.84 | 99.2916 | 0 | 0.017921 | 0.017921 | 0 | 7.0126 | 0 | 243 | 2026-08-02
2026-08-02 12:45 | 2026-08-02 12:50 | 2026-08-02 12:45 | d | 0.08708 | -60 | 60 | 0 | 99.2916 | 104.0984 | 99.2916 | 104.0984 | 0 | 0.013352 | 0.013352 | 0 | 5.2248 | 0 | 244 | 2026-08-02
2026-08-02 12:50 | 2026-08-02 13:00 | 2026-08-02 12:45 | 0 | 0.16292 | -36 | 36 | 0 | 104.0984 | 109.4943 | 104.0984 | 109.4943 | 0 | 0.014989 | 0.014989 | 0 | 5.8651 | 0 | 244 | 2026-08-02
2026-08-02 13:00 | 2026-08-02 13:01 | 2026-08-02 13:00 | d | 0.022703 | -60 | 60 | 0 | 109.4943 | 110.7475 | 109.4943 | 110.7475 | 0 | 0.0034811 | 0.0034811 | 0 | 1.3622 | 0 | 245 | 2026-08-02
2026-08-02 13:01 | 2026-08-02 13:15 | 2026-08-02 13:00 | 0 | 0.2273 | -36 | 36 | 0 | 110.7475 | 118.2756 | 110.7475 | 118.2756 | 0 | 0.020911 | 0.020911 | 0 | 8.1827 | 0 | 245 | 2026-08-02
2026-08-02 13:15 | 2026-08-02 13:16 | 2026-08-02 13:15 | d | 0.017903 | -60 | 60 | 0 | 118.2756 | 119.2638 | 118.2756 | 119.2638 | 0 | 0.0027451 | 0.0027451 | 0 | 1.0742 | 0 | 246 | 2026-08-02
2026-08-02 13:16 | 2026-08-02 13:16 | 2026-08-02 13:15 | u | 0.00024 | -12 | 12 | 0 | 119.2638 | 119.2665 | 119.2638 | 119.2665 | 0 | 7.36e-06 | 7.36e-06 | 0 | 0.00288 | 0 | 246 | 2026-08-02
2026-08-02 13:16 | 2026-08-02 13:30 | 2026-08-02 13:15 | 0 | 0.23186 | -36 | 36 | 0 | 119.2665 | 126.9456 | 119.2665 | 126.9456 | 0 | 0.021331 | 0.021331 | 0 | 8.3469 | 0 | 246 | 2026-08-02
2026-08-02 13:30 | 2026-08-02 13:31 | 2026-08-02 13:30 | d | 0.02288 | -60 | 60 | 0 | 126.9456 | 128.2085 | 126.9456 | 128.2085 | 0 | 0.0035083 | 0.0035083 | 0 | 1.3728 | 0 | 247 | 2026-08-02
2026-08-02 13:31 | 2026-08-02 13:31 | 2026-08-02 13:30 | u | 9.7143e-05 | -12 | 12 | 0 | 128.2085 | 128.2096 | 128.2085 | 128.2096 | 0 | 2.979e-06 | 2.979e-06 | 0 | 0.0011657 | 0 | 247 | 2026-08-02
2026-08-02 13:31 | 2026-08-02 13:45 | 2026-08-02 13:30 | 0 | 0.22702 | -36 | 36 | 0 | 128.2096 | 135.7286 | 128.2096 | 135.7286 | 0 | 0.020886 | 0.020886 | 0 | 8.1728 | 0 | 247 | 2026-08-02
2026-08-02 13:45 | 2026-08-02 13:49 | 2026-08-02 13:45 | d | 0.066794 | -24 | 24 | 0 | 135.7286 | 137.2034 | 135.7286 | 137.2034 | 0 | 0.0040967 | 0.0040967 | 0 | 1.6031 | 0 | 248 | 2026-08-02
2026-08-02 13:49 | 2026-08-02 14:00 | 2026-08-02 13:45 | 0 | 0.18321 | 0 | 0 | 0 | 137.2034 | 137.2034 | 137.2034 | 137.2034 | 0 | 0 | 0 | 0 | 0 | 0 | 248 | 2026-08-02
2026-08-02 14:00 | 2026-08-02 14:08 | 2026-08-02 14:00 | d | 0.14027 | -33.7215 | 33.7215 | 0 | 137.2034 | 141.5551 | 137.2034 | 141.5551 | 0 | 0.012088 | 0.012088 | 0 | 4.7301 | 0 | 249 | 2026-08-02
2026-08-02 14:08 | 2026-08-02 14:15 | 2026-08-02 14:00 | 0 | 0.10973 | -9.7215 | 9.7215 | 0 | 141.5551 | 142.5365 | 141.5551 | 142.5365 | 0 | 0.0027262 | 0.0027262 | 0 | 1.0668 | 0 | 249 | 2026-08-02
2026-08-02 14:15 | 2026-08-02 14:20 | 2026-08-02 14:15 | d | 0.084286 | -60 | 60 | 0 | 142.5365 | 147.1891 | 142.5365 | 147.1891 | 0 | 0.012924 | 0.012924 | 0 | 5.0571 | 0 | 250 | 2026-08-02
2026-08-02 14:20 | 2026-08-02 14:30 | 2026-08-02 14:15 | 0 | 0.16571 | -36 | 36 | 0 | 147.1891 | 152.6775 | 147.1891 | 152.6775 | 0 | 0.015246 | 0.015246 | 0 | 5.9657 | 0 | 250 | 2026-08-02
2026-08-02 14:30 | 2026-08-02 14:31 | 2026-08-02 14:30 | d | 0.019503 | -60 | 60 | 0 | 152.6775 | 153.7541 | 152.6775 | 153.7541 | 0 | 0.0029904 | 0.0029904 | 0 | 1.1702 | 0 | 251 | 2026-08-02
2026-08-02 14:31 | 2026-08-02 14:45 | 2026-08-02 14:30 | 0 | 0.2305 | -36 | 36 | 0 | 153.7541 | 161.3882 | 153.7541 | 161.3882 | 0 | 0.021206 | 0.021206 | 0 | 8.2979 | 0 | 251 | 2026-08-02
2026-08-02 14:45 | 2026-08-02 14:48 | 2026-08-02 14:45 | d | 0.048771 | -60 | 60 | 0 | 161.3882 | 164.0803 | 161.3882 | 164.0803 | 0 | 0.0074783 | 0.0074783 | 0 | 2.9263 | 0 | 252 | 2026-08-02
2026-08-02 14:48 | 2026-08-02 14:48 | 2026-08-02 14:45 | u | 0.00016571 | -12 | 12 | 0 | 164.0803 | 164.0822 | 164.0803 | 164.0822 | 0 | 5.0819e-06 | 5.0819e-06 | 0 | 0.0019886 | 0 | 252 | 2026-08-02
2026-08-02 14:48 | 2026-08-02 15:00 | 2026-08-02 14:45 | 0 | 0.20106 | -36 | 36 | 0 | 164.0822 | 170.7414 | 164.0822 | 170.7414 | 0 | 0.018498 | 0.018498 | 0 | 7.2383 | 0 | 252 | 2026-08-02
2026-08-02 15:00 | 2026-08-02 15:08 | 2026-08-02 15:00 | d | 0.13541 | 12 | 0 | 12 | 170.7414 | 168.9752 | 170.7414 | 168.9752 | 0 | 0.004906 | 0.004906 | 0 | 0 | 1.6249 | 253 | 2026-08-02
2026-08-02 15:08 | 2026-08-02 15:15 | 2026-08-02 15:00 | 0 | 0.11459 | 36 | 0 | 36 | 168.9752 | 164.4911 | 168.9752 | 164.4911 | 0 | 0.012456 | 0.012456 | 0 | 0 | 4.1254 | 253 | 2026-08-02
2026-08-02 15:15 | 2026-08-02 15:18 | 2026-08-02 15:15 | d | 0.049594 | 12 | 0 | 12 | 164.4911 | 163.8442 | 164.4911 | 163.8442 | 0 | 0.0017969 | 0.0017969 | 0 | 0 | 0.59513 | 254 | 2026-08-02
2026-08-02 15:18 | 2026-08-02 15:18 | 2026-08-02 15:15 | u | 0.0044229 | 60 | 0 | 60 | 163.8442 | 163.5558 | 163.8442 | 163.5558 | 0 | 0.00080124 | 0.00080124 | 0 | 0 | 0.26537 | 254 | 2026-08-02
2026-08-02 15:18 | 2026-08-02 15:30 | 2026-08-02 15:15 | 0 | 0.19598 | 36 | 0 | 36 | 163.5558 | 155.8869 | 163.5558 | 155.8869 | 0 | 0.021302 | 0.021302 | 0 | 0 | 7.0554 | 254 | 2026-08-02
2026-08-02 15:30 | 2026-08-02 15:31 | 2026-08-02 15:30 | u | 0.0095257 | -12 | 12 | 0 | 155.8869 | 155.992 | 155.8869 | 155.992 | 0 | 0.00029212 | 0.00029212 | 0 | 0.11431 | 0 | 255 | 2026-08-02
2026-08-02 15:31 | 2026-08-02 15:45 | 2026-08-02 15:30 | 0 | 0.24047 | -36 | 36 | 0 | 155.992 | 163.9565 | 155.992 | 163.9565 | 0 | 0.022124 | 0.022124 | 0 | 8.6571 | 0 | 255 | 2026-08-02
2026-08-02 15:45 | 2026-08-02 15:47 | 2026-08-02 15:45 | u | 0.029086 | -12 | 12 | 0 | 163.9565 | 164.2776 | 163.9565 | 164.2776 | 0 | 0.00089196 | 0.00089196 | 0 | 0.34903 | 0 | 256 | 2026-08-02
2026-08-02 15:47 | 2026-08-02 16:00 | 2026-08-02 15:45 | 0 | 0.22091 | -36 | 36 | 0 | 164.2776 | 171.5943 | 164.2776 | 171.5943 | 0 | 0.020324 | 0.020324 | 0 | 7.9529 | 0 | 256 | 2026-08-02
2026-08-02 16:00 | 2026-08-02 16:00 | 2026-08-02 16:00 | d | 0.00025714 | -24 | 24 | 0 | 171.5943 | 171.6 | 171.5943 | 171.6 | 0 | 1.5771e-05 | 1.5771e-05 | 0 | 0.0061714 | 0 | 257 | 2026-08-02
2026-08-02 16:00 | 2026-08-02 16:01 | 2026-08-02 16:00 | u | 0.013983 | 24 | 0 | 24 | 171.6 | 171.2352 | 171.6 | 171.2352 | 0 | 0.0010133 | 0.0010133 | 0 | 0 | 0.33559 | 257 | 2026-08-02
2026-08-02 16:01 | 2026-08-02 16:15 | 2026-08-02 16:00 | 0 | 0.23576 | 0 | 0 | 0 | 171.2352 | 171.2352 | 171.2352 | 171.2352 | 0 | 0 | 0 | 0 | 0 | 0 | 257 | 2026-08-02
2026-08-02 16:15 | 2026-08-02 16:15 | 2026-08-02 16:15 | d | 0.0011943 | -25.5136 | 25.5136 | 0 | 171.2352 | 171.2633 | 171.2352 | 171.2633 | 0 | 7.7869e-05 | 7.7869e-05 | 0 | 0.030471 | 0 | 258 | 2026-08-02
2026-08-02 16:15 | 2026-08-02 16:15 | 2026-08-02 16:15 | u | 0.00074286 | 22.4864 | 0 | 22.4864 | 171.2633 | 171.2451 | 171.2633 | 171.2451 | 0 | 5.0435e-05 | 5.0435e-05 | 0 | 0 | 0.016704 | 258 | 2026-08-02
2026-08-02 16:15 | 2026-08-02 16:30 | 2026-08-02 16:15 | 0 | 0.24806 | -1.5136 | 1.5136 | 0 | 171.2451 | 171.5905 | 171.2451 | 171.5905 | 0 | 0.00095956 | 0.00095956 | 0 | 0.37548 | 0 | 258 | 2026-08-02
2026-08-02 16:30 | 2026-08-02 16:30 | 2026-08-02 16:30 | d | 0.00038286 | -26.8374 | 26.8374 | 0 | 171.5905 | 171.6 | 171.5905 | 171.6 | 0 | 2.6258e-05 | 2.6258e-05 | 0 | 0.010275 | 0 | 259 | 2026-08-02
2026-08-02 16:30 | 2026-08-02 16:32 | 2026-08-02 16:30 | u | 0.025651 | 21.1626 | 0 | 21.1626 | 171.6 | 171.0099 | 171.6 | 171.0099 | 0 | 0.001639 | 0.001639 | 0 | 0 | 0.54285 | 259 | 2026-08-02
2026-08-02 16:32 | 2026-08-02 16:45 | 2026-08-02 16:30 | 0 | 0.22397 | -2.8374 | 2.8374 | 0 | 171.0099 | 171.5946 | 171.0099 | 171.5946 | 0 | 0.001624 | 0.001624 | 0 | 0.63549 | 0 | 259 | 2026-08-02
2026-08-02 16:45 | 2026-08-02 16:45 | 2026-08-02 16:45 | d | 0.00024 | -24.4797 | 24.4797 | 0 | 171.5946 | 171.6 | 171.5946 | 171.6 | 0 | 1.5014e-05 | 1.5014e-05 | 0 | 0.0058751 | 0 | 260 | 2026-08-02
2026-08-02 16:45 | 2026-08-02 16:45 | 2026-08-02 16:45 | u | 0.0053543 | 23.5203 | 0 | 23.5203 | 171.6 | 171.4631 | 171.6 | 171.4631 | 0 | 0.00038024 | 0.00038024 | 0 | 0 | 0.12593 | 260 | 2026-08-02
2026-08-02 16:45 | 2026-08-02 17:00 | 2026-08-02 16:45 | 0 | 0.24441 | -0.47971 | 0.47971 | 0 | 171.4631 | 171.571 | 171.4631 | 171.571 | 0 | 0.00029963 | 0.00029963 | 0 | 0.11724 | 0 | 260 | 2026-08-02
2026-08-02 17:00 | 2026-08-02 17:00 | 2026-08-02 17:00 | d | 0.0013257 | -23.7935 | 23.7935 | 0 | 171.571 | 171.6 | 171.571 | 171.6 | 0 | 8.0611e-05 | 8.0611e-05 | 0 | 0.031543 | 0 | 261 | 2026-08-02
2026-08-02 17:00 | 2026-08-02 17:00 | 2026-08-02 17:00 | u | 0.00046857 | 24.2065 | 0 | 24.2065 | 171.6 | 171.5877 | 171.6 | 171.5877 | 0 | 3.4247e-05 | 3.4247e-05 | 0 | 0 | 0.011342 | 261 | 2026-08-02
2026-08-02 17:00 | 2026-08-02 17:15 | 2026-08-02 17:00 | 0 | 0.24821 | 0.20655 | 0 | 0.20655 | 171.5877 | 171.5319 | 171.5877 | 171.5319 | 0 | 0.00015479 | 0.00015479 | 0 | 0 | 0.051266 | 261 | 2026-08-02
2026-08-02 17:15 | 2026-08-02 17:15 | 2026-08-02 17:15 | d | 0.00272 | -27.1951 | 27.1951 | 0 | 171.5319 | 171.6 | 171.5319 | 171.6 | 0 | 0.00018904 | 0.00018904 | 0 | 0.073971 | 0 | 262 | 2026-08-02
2026-08-02 17:15 | 2026-08-02 17:17 | 2026-08-02 17:15 | u | 0.028446 | 20.8049 | 0 | 20.8049 | 171.6 | 170.9567 | 171.6 | 170.9567 | 0 | 0.0017869 | 0.0017869 | 0 | 0 | 0.59181 | 262 | 2026-08-02
2026-08-02 17:17 | 2026-08-02 17:30 | 2026-08-02 17:15 | 0 | 0.21883 | -3.1951 | 3.1951 | 0 | 170.9567 | 171.6 | 170.9567 | 171.6 | 0 | 0.0017869 | 0.0017869 | 0 | 0.69921 | 0 | 262 | 2026-08-02
2026-08-02 17:30 | 2026-08-02 17:35 | 2026-08-02 17:30 | u | 0.085451 | 18.6722 | 0 | 18.6722 | 171.6 | 169.8657 | 171.6 | 169.8657 | 0 | 0.0048175 | 0.0048175 | 0 | 0 | 1.5956 | 263 | 2026-08-02
2026-08-02 17:35 | 2026-08-02 17:45 | 2026-08-02 17:30 | 0 | 0.16455 | -5.3278 | 5.3278 | 0 | 169.8657 | 170.6722 | 169.8657 | 170.6722 | 0 | 0.0022404 | 0.0022404 | 0 | 0.87669 | 0 | 263 | 2026-08-02
2026-08-02 17:45 | 2026-08-02 17:45 | 2026-08-02 17:45 | d | 0.00025714 | 12 | 0 | 12 | 170.6722 | 170.6689 | 170.6722 | 170.6689 | 0 | 9.3168e-06 | 9.3168e-06 | 0 | 0 | 0.0030857 | 264 | 2026-08-02
2026-08-02 17:45 | 2026-08-02 17:52 | 2026-08-02 17:45 | u | 0.11698 | 60 | 0 | 60 | 170.6689 | 163.0396 | 170.6689 | 163.0396 | 0 | 0.021193 | 0.021193 | 0 | 0 | 7.019 | 264 | 2026-08-02
2026-08-02 17:52 | 2026-08-02 18:00 | 2026-08-02 17:45 | 0 | 0.13276 | 36 | 0 | 36 | 163.0396 | 157.8446 | 163.0396 | 157.8446 | 0 | 0.01443 | 0.01443 | 0 | 0 | 4.7794 | 264 | 2026-08-02
2026-08-02 18:00 | 2026-08-02 18:00 | 2026-08-02 18:00 | d | 0.0039029 | -60 | 60 | 0 | 157.8446 | 158.0601 | 157.8446 | 158.0601 | 0 | 0.00059844 | 0.00059844 | 0 | 0.23417 | 0 | 265 | 2026-08-02
2026-08-02 18:00 | 2026-08-02 18:00 | 2026-08-02 18:00 | u | 0.0022457 | -36 | 36 | 0 | 158.0601 | 158.1344 | 158.0601 | 158.1344 | 0 | 0.00020661 | 0.00020661 | 0 | 0.080846 | 0 | 265 | 2026-08-02
2026-08-02 18:00 | 2026-08-02 18:15 | 2026-08-02 18:00 | 0 | 0.24385 | -60 | 60 | 0 | 158.1344 | 171.595 | 158.1344 | 171.595 | 0 | 0.037391 | 0.037391 | 0 | 14.6311 | 0 | 265 | 2026-08-02
2026-08-02 18:15 | 2026-08-02 18:15 | 2026-08-02 18:15 | d | 0.0011086 | -4.8735 | 4.8735 | 0 | 171.595 | 171.6 | 171.595 | 171.6 | 0 | 1.3807e-05 | 1.3807e-05 | 0 | 0.0054026 | 0 | 266 | 2026-08-02
2026-08-02 18:15 | 2026-08-02 18:18 | 2026-08-02 18:15 | u | 0.044154 | 19.1265 | 0 | 19.1265 | 171.6 | 170.682 | 171.6 | 170.682 | 0 | 0.0025499 | 0.0025499 | 0 | 0 | 0.84452 | 266 | 2026-08-02
2026-08-02 18:18 | 2026-08-02 18:30 | 2026-08-02 18:15 | 0 | 0.20474 | -4.8735 | 4.8735 | 0 | 170.682 | 171.6 | 170.682 | 171.6 | 0 | 0.0025499 | 0.0025499 | 0 | 0.99778 | 0 | 266 | 2026-08-02
2026-08-02 18:30 | 2026-08-02 18:38 | 2026-08-02 18:30 | u | 0.13258 | 10.283 | 0 | 10.283 | 171.6 | 170.1182 | 171.6 | 170.1182 | 0 | 0.0041162 | 0.0041162 | 0 | 0 | 1.3633 | 267 | 2026-08-02
2026-08-02 18:38 | 2026-08-02 18:45 | 2026-08-02 18:30 | 0 | 0.11742 | -13.717 | 13.717 | 0 | 170.1182 | 171.6 | 170.1182 | 171.6 | 0 | 0.0041162 | 0.0041162 | 0 | 1.6107 | 0 | 267 | 2026-08-02
2026-08-02 18:45 | 2026-08-02 18:49 | 2026-08-02 18:45 | u | 0.070166 | 16.489 | 0 | 16.489 | 171.6 | 170.3424 | 171.6 | 170.3424 | 0 | 0.0034932 | 0.0034932 | 0 | 0 | 1.157 | 268 | 2026-08-02
2026-08-02 18:49 | 2026-08-02 19:00 | 2026-08-02 18:45 | 0 | 0.17983 | -7.511 | 7.511 | 0 | 170.3424 | 171.5851 | 170.3424 | 171.5851 | 0 | 0.0034519 | 0.0034519 | 0 | 1.3507 | 0 | 268 | 2026-08-02
2026-08-02 19:00 | 2026-08-02 19:00 | 2026-08-02 19:00 | d | 0.00067429 | -24 | 24 | 0 | 171.5851 | 171.6 | 171.5851 | 171.6 | 0 | 4.1356e-05 | 4.1356e-05 | 0 | 0.016183 | 0 | 269 | 2026-08-02
2026-08-02 19:00 | 2026-08-02 19:01 | 2026-08-02 19:00 | u | 0.011331 | 24 | 0 | 24 | 171.6 | 171.3044 | 171.6 | 171.3044 | 0 | 0.00082112 | 0.00082112 | 0 | 0 | 0.27195 | 269 | 2026-08-02
2026-08-02 19:01 | 2026-08-02 19:15 | 2026-08-02 19:00 | 0 | 0.23799 | 0 | 0 | 0 | 171.3044 | 171.3044 | 171.3044 | 171.3044 | 0 | 0 | 0 | 0 | 0 | 0 | 269 | 2026-08-02
2026-08-02 19:15 | 2026-08-02 19:15 | 2026-08-02 19:15 | d | 0.00013714 | 12 | 0 | 12 | 171.3044 | 171.3026 | 171.3044 | 171.3026 | 0 | 4.9689e-06 | 4.9689e-06 | 0 | 0 | 0.0016457 | 270 | 2026-08-02
2026-08-02 19:15 | 2026-08-02 19:16 | 2026-08-02 19:15 | u | 0.023869 | 60 | 0 | 60 | 171.3026 | 169.746 | 171.3026 | 169.746 | 0 | 0.004324 | 0.004324 | 0 | 0 | 1.4321 | 270 | 2026-08-02
2026-08-02 19:16 | 2026-08-02 19:30 | 2026-08-02 19:15 | 0 | 0.22599 | 36 | 0 | 36 | 169.746 | 160.9027 | 169.746 | 160.9027 | 0 | 0.024565 | 0.024565 | 0 | 0 | 8.1358 | 270 | 2026-08-02
2026-08-02 19:30 | 2026-08-02 19:33 | 2026-08-02 19:30 | u | 0.049103 | 24 | 0 | 24 | 160.9027 | 159.6218 | 160.9027 | 159.6218 | 0 | 0.0035582 | 0.0035582 | 0 | 0 | 1.1785 | 271 | 2026-08-02
2026-08-02 19:33 | 2026-08-02 19:45 | 2026-08-02 19:30 | 0 | 0.2009 | 0 | 0 | 0 | 159.6218 | 159.6218 | 159.6218 | 159.6218 | 0 | 0 | 0 | 0 | 0 | 0 | 271 | 2026-08-02
2026-08-02 19:45 | 2026-08-02 19:49 | 2026-08-02 19:45 | u | 0.064309 | 60 | 0 | 60 | 159.6218 | 155.4277 | 159.6218 | 155.4277 | 0 | 0.01165 | 0.01165 | 0 | 0 | 3.8585 | 272 | 2026-08-02
2026-08-02 19:49 | 2026-08-02 20:00 | 2026-08-02 19:45 | 0 | 0.18569 | 36 | 0 | 36 | 155.4277 | 148.1615 | 155.4277 | 148.1615 | 0 | 0.020184 | 0.020184 | 0 | 0 | 6.6849 | 272 | 2026-08-02
2026-08-02 20:00 | 2026-08-02 20:00 | 2026-08-02 20:00 | d | 0.00015429 | 36 | 0 | 36 | 148.1615 | 148.1555 | 148.1615 | 148.1555 | 0 | 1.677e-05 | 1.677e-05 | 0 | 0 | 0.0055543 | 273 | 2026-08-02
2026-08-02 20:00 | 2026-08-02 20:01 | 2026-08-02 20:00 | u | 0.014114 | 60 | 0 | 60 | 148.1555 | 147.235 | 148.1555 | 147.235 | 0 | 0.0025569 | 0.0025569 | 0 | 0 | 0.84686 | 273 | 2026-08-02
2026-08-02 20:01 | 2026-08-02 20:15 | 2026-08-02 20:00 | 0 | 0.23573 | 60 | 0 | 60 | 147.235 | 131.8612 | 147.235 | 131.8612 | 0 | 0.042705 | 0.042705 | 0 | 0 | 14.1439 | 273 | 2026-08-02
2026-08-02 20:15 | 2026-08-02 20:16 | 2026-08-02 20:15 | d | 0.018011 | 36 | 0 | 36 | 131.8612 | 131.1564 | 131.8612 | 131.1564 | 0 | 0.0019578 | 0.0019578 | 0 | 0 | 0.64841 | 274 | 2026-08-02
2026-08-02 20:16 | 2026-08-02 20:16 | 2026-08-02 20:15 | u | 0.0065886 | 60 | 0 | 60 | 131.1564 | 130.7267 | 131.1564 | 130.7267 | 0 | 0.0011936 | 0.0011936 | 0 | 0 | 0.39531 | 274 | 2026-08-02
2026-08-02 20:16 | 2026-08-02 20:30 | 2026-08-02 20:15 | 0 | 0.2254 | 60 | 0 | 60 | 130.7267 | 116.0267 | 130.7267 | 116.0267 | 0 | 0.040833 | 0.040833 | 0 | 0 | 13.524 | 274 | 2026-08-02
2026-08-02 20:30 | 2026-08-02 20:30 | 2026-08-02 20:30 | d | 7.4286e-05 | 36 | 0 | 36 | 116.0267 | 116.0238 | 116.0267 | 116.0238 | 0 | 8.0745e-06 | 8.0745e-06 | 0 | 0 | 0.0026743 | 275 | 2026-08-02
2026-08-02 20:30 | 2026-08-02 20:30 | 2026-08-02 20:30 | u | 0.0028229 | 60 | 0 | 60 | 116.0238 | 115.8397 | 116.0238 | 115.8397 | 0 | 0.00051139 | 0.00051139 | 0 | 0 | 0.16937 | 275 | 2026-08-02
2026-08-02 20:30 | 2026-08-02 20:45 | 2026-08-02 20:30 | 0 | 0.2471 | 60 | 0 | 60 | 115.8397 | 99.7243 | 115.8397 | 99.7243 | 0 | 0.044765 | 0.044765 | 0 | 0 | 14.8262 | 275 | 2026-08-02
2026-08-02 20:45 | 2026-08-02 20:45 | 2026-08-02 20:45 | d | 0.00017714 | 36 | 0 | 36 | 99.7243 | 99.7174 | 99.7243 | 99.7174 | 0 | 1.9255e-05 | 1.9255e-05 | 0 | 0 | 0.0063771 | 276 | 2026-08-02
2026-08-02 20:45 | 2026-08-02 20:46 | 2026-08-02 20:45 | u | 0.013589 | 60 | 0 | 60 | 99.7174 | 98.8312 | 99.7174 | 98.8312 | 0 | 0.0024617 | 0.0024617 | 0 | 0 | 0.81531 | 276 | 2026-08-02
2026-08-02 20:46 | 2026-08-02 21:00 | 2026-08-02 20:45 | 0 | 0.23623 | 60 | 0 | 60 | 98.8312 | 83.4246 | 98.8312 | 83.4246 | 0 | 0.042796 | 0.042796 | 0 | 0 | 14.1741 | 276 | 2026-08-02
2026-08-02 21:00 | 2026-08-02 21:02 | 2026-08-02 21:00 | u | 0.038686 | 60 | 0 | 60 | 83.4246 | 80.9016 | 83.4246 | 80.9016 | 0 | 0.0070083 | 0.0070083 | 0 | 0 | 2.3211 | 277 | 2026-08-02
2026-08-02 21:02 | 2026-08-02 21:15 | 2026-08-02 21:00 | 0 | 0.21131 | 36 | 0 | 36 | 80.9016 | 72.6328 | 80.9016 | 72.6328 | 0 | 0.022969 | 0.022969 | 0 | 0 | 7.6073 | 277 | 2026-08-02
2026-08-02 21:15 | 2026-08-02 21:19 | 2026-08-02 21:15 | u | 0.06368 | 60 | 0 | 60 | 72.6328 | 68.4798 | 72.6328 | 68.4798 | 0 | 0.011536 | 0.011536 | 0 | 0 | 3.8208 | 278 | 2026-08-02
2026-08-02 21:19 | 2026-08-02 21:30 | 2026-08-02 21:15 | 0 | 0.18632 | 36 | 0 | 36 | 68.4798 | 61.189 | 68.4798 | 61.189 | 0 | 0.020252 | 0.020252 | 0 | 0 | 6.7075 | 278 | 2026-08-02
2026-08-02 21:30 | 2026-08-02 21:30 | 2026-08-02 21:30 | d | 2.2857e-05 | 12 | 0 | 12 | 61.189 | 61.1887 | 61.189 | 61.1887 | 0 | 8.2816e-07 | 8.2816e-07 | 0 | 0 | 0.00027429 | 279 | 2026-08-02
2026-08-02 21:30 | 2026-08-02 21:31 | 2026-08-02 21:30 | u | 0.01976 | 60 | 0 | 60 | 61.1887 | 59.9 | 61.1887 | 59.9 | 0 | 0.0035797 | 0.0035797 | 0 | 0 | 1.1856 | 279 | 2026-08-02
2026-08-02 21:31 | 2026-08-02 21:45 | 2026-08-02 21:30 | 0 | 0.23022 | 36 | 0 | 36 | 59.9 | 50.8915 | 59.9 | 50.8915 | 0 | 0.025024 | 0.025024 | 0 | 0 | 8.2878 | 279 | 2026-08-02
2026-08-02 21:45 | 2026-08-02 21:46 | 2026-08-02 21:45 | d | 0.014126 | -24 | 24 | 0 | 50.8915 | 51.2034 | 50.8915 | 51.2034 | 0 | 0.00086638 | 0.00086638 | 0 | 0.33902 | 0 | 280 | 2026-08-02
2026-08-02 21:46 | 2026-08-02 21:46 | 2026-08-02 21:45 | u | 0.0029029 | 24 | 0 | 24 | 51.2034 | 51.1276 | 51.2034 | 51.1276 | 0 | 0.00021035 | 0.00021035 | 0 | 0 | 0.069669 | 280 | 2026-08-02
2026-08-02 21:46 | 2026-08-02 22:00 | 2026-08-02 21:45 | 0 | 0.23297 | 0 | 0 | 0 | 51.1276 | 51.1276 | 51.1276 | 51.1276 | 0 | 0 | 0 | 0 | 0 | 0 | 280 | 2026-08-02
2026-08-02 22:00 | 2026-08-02 22:01 | 2026-08-02 22:00 | d | 0.0096686 | -24 | 24 | 0 | 51.1276 | 51.3411 | 51.1276 | 51.3411 | 0 | 0.00059301 | 0.00059301 | 0 | 0.23205 | 0 | 281 | 2026-08-02
2026-08-02 22:01 | 2026-08-02 22:01 | 2026-08-02 22:00 | u | 0.0012229 | 24 | 0 | 24 | 51.3411 | 51.3092 | 51.3411 | 51.3092 | 0 | 8.8613e-05 | 8.8613e-05 | 0 | 0 | 0.029349 | 281 | 2026-08-02
2026-08-02 22:01 | 2026-08-02 22:15 | 2026-08-02 22:00 | 0 | 0.23911 | 0 | 0 | 0 | 51.3092 | 51.3092 | 51.3092 | 51.3092 | 0 | 0 | 0 | 0 | 0 | 0 | 281 | 2026-08-02
2026-08-02 22:15 | 2026-08-02 22:16 | 2026-08-02 22:15 | d | 0.018914 | -24 | 24 | 0 | 51.3092 | 51.7269 | 51.3092 | 51.7269 | 0 | 0.0011601 | 0.0011601 | 0 | 0.45394 | 0 | 282 | 2026-08-02
2026-08-02 22:16 | 2026-08-02 22:16 | 2026-08-02 22:15 | u | 0.00014286 | 24 | 0 | 24 | 51.7269 | 51.7231 | 51.7269 | 51.7231 | 0 | 1.0352e-05 | 1.0352e-05 | 0 | 0 | 0.0034286 | 282 | 2026-08-02
2026-08-02 22:16 | 2026-08-02 22:30 | 2026-08-02 22:15 | 0 | 0.23094 | 0 | 0 | 0 | 51.7231 | 51.7231 | 51.7231 | 51.7231 | 0 | 0 | 0 | 0 | 0 | 0 | 282 | 2026-08-02
2026-08-02 22:30 | 2026-08-02 22:30 | 2026-08-02 22:30 | d | 0.0034971 | -24 | 24 | 0 | 51.7231 | 51.8003 | 51.7231 | 51.8003 | 0 | 0.00021449 | 0.00021449 | 0 | 0.083931 | 0 | 283 | 2026-08-02
2026-08-02 22:30 | 2026-08-02 22:31 | 2026-08-02 22:30 | u | 0.0064 | 24 | 0 | 24 | 51.8003 | 51.6334 | 51.8003 | 51.6334 | 0 | 0.00046377 | 0.00046377 | 0 | 0 | 0.1536 | 283 | 2026-08-02
2026-08-02 22:31 | 2026-08-02 22:45 | 2026-08-02 22:30 | 0 | 0.2401 | 0 | 0 | 0 | 51.6334 | 51.6334 | 51.6334 | 51.6334 | 0 | 0 | 0 | 0 | 0 | 0 | 283 | 2026-08-02
2026-08-02 22:45 | 2026-08-02 22:45 | 2026-08-02 22:45 | d | 0.0033314 | -11.7061 | 11.7061 | 0 | 51.6334 | 51.6693 | 51.6334 | 51.6693 | 0 | 9.9662e-05 | 9.9662e-05 | 0 | 0.038998 | 0 | 284 | 2026-08-02
2026-08-02 22:45 | 2026-08-02 22:48 | 2026-08-02 22:45 | u | 0.048646 | 36.2939 | 0 | 36.2939 | 51.6693 | 49.7502 | 51.6693 | 49.7502 | 0 | 0.0053307 | 0.0053307 | 0 | 0 | 1.7655 | 284 | 2026-08-02
2026-08-02 22:48 | 2026-08-02 23:00 | 2026-08-02 22:45 | 0 | 0.19802 | 12.2939 | 0 | 12.2939 | 49.7502 | 47.104 | 49.7502 | 47.104 | 0 | 0.0073504 | 0.0073504 | 0 | 0 | 2.4345 | 284 | 2026-08-02
2026-08-02 23:00 | 2026-08-02 23:00 | 2026-08-02 23:00 | d | 0.00072571 | -24 | 24 | 0 | 47.104 | 47.1201 | 47.104 | 47.1201 | 0 | 4.451e-05 | 4.451e-05 | 0 | 0.017417 | 0 | 285 | 2026-08-02
2026-08-02 23:00 | 2026-08-02 23:04 | 2026-08-02 23:00 | u | 0.066206 | 24 | 0 | 24 | 47.1201 | 45.393 | 47.1201 | 45.393 | 0 | 0.0047975 | 0.0047975 | 0 | 0 | 1.5889 | 285 | 2026-08-02
2026-08-02 23:04 | 2026-08-02 23:15 | 2026-08-02 23:00 | 0 | 0.18307 | 0 | 0 | 0 | 45.393 | 45.393 | 45.393 | 45.393 | 0 | 0 | 0 | 0 | 0 | 0 | 285 | 2026-08-02
2026-08-02 23:15 | 2026-08-02 23:20 | 2026-08-02 23:15 | u | 0.080326 | 60 | 0 | 60 | 45.393 | 40.1543 | 45.393 | 40.1543 | 0 | 0.014552 | 0.014552 | 0 | 0 | 4.8195 | 286 | 2026-08-02
2026-08-02 23:20 | 2026-08-02 23:30 | 2026-08-02 23:15 | 0 | 0.16967 | 36 | 0 | 36 | 40.1543 | 33.5149 | 40.1543 | 33.5149 | 0 | 0.018443 | 0.018443 | 0 | 0 | 6.1083 | 286 | 2026-08-02
2026-08-02 23:30 | 2026-08-02 23:32 | 2026-08-02 23:30 | u | 0.032777 | 24 | 0 | 24 | 33.5149 | 32.6598 | 33.5149 | 32.6598 | 0 | 0.0023752 | 0.0023752 | 0 | 0 | 0.78665 | 287 | 2026-08-02
2026-08-02 23:32 | 2026-08-02 23:45 | 2026-08-02 23:30 | 0 | 0.21722 | 0 | 0 | 0 | 32.6598 | 32.6598 | 32.6598 | 32.6598 | 0 | 0 | 0 | 0 | 0 | 0 | 287 | 2026-08-02
2026-08-02 23:45 | 2026-08-02 23:45 | 2026-08-02 23:45 | d | 0.00024 | -24 | 24 | 0 | 32.6598 | 32.6651 | 32.6598 | 32.6651 | 0 | 1.472e-05 | 1.472e-05 | 0 | 0.00576 | 0 | 288 | 2026-08-02
2026-08-02 23:45 | 2026-08-02 23:47 | 2026-08-02 23:45 | u | 0.035497 | 24 | 0 | 24 | 32.6651 | 31.7391 | 32.6651 | 31.7391 | 0 | 0.0025723 | 0.0025723 | 0 | 0 | 0.85193 | 288 | 2026-08-02
2026-08-02 23:47 | 2026-08-03 | 2026-08-02 23:45 | 0 | 0.21426 | 0 | 0 | 0 | 31.7391 | 31.7391 | 31.7391 | 31.7391 | 0 | 0 | 0 | 0 | 0 | 0 | 288 | 2026-08-02
2026-08-03 | 2026-08-03 00:03 | 2026-08-03 | u | 0.054229 | 18.4405 | 0 | 18.4405 | 31.7391 | 30.6522 | 31.7391 | 30.6522 | 0 | 0.0030193 | 0.0030193 | 0 | 0 | 1 | 289 | 2026-08-02
2026-08-03 00:03 | 2026-08-03 00:15 | 2026-08-03 | 0 | 0.19577 | -0.55954 | 0.55954 | 0 | 30.6522 | 30.753 | 30.6522 | 30.753 | 0 | 0.00027994 | 0.00027994 | 0 | 0.10954 | 0 | 289 | 2026-08-02
2026-08-03 00:15 | 2026-08-03 00:15 | 2026-08-03 00:15 | d | 0.00087429 | -24 | 24 | 0 | 30.753 | 30.7723 | 30.753 | 30.7723 | 0 | 5.3623e-05 | 5.3623e-05 | 0 | 0.020983 | 0 | 290 | 2026-08-02
2026-08-03 00:15 | 2026-08-03 00:15 | 2026-08-03 00:15 | u | 0.0025429 | 19 | 0 | 19 | 30.7723 | 30.7197 | 30.7723 | 30.7197 | 0 | 0.00014588 | 0.00014588 | 0 | 0 | 0.048314 | 290 | 2026-08-02
2026-08-03 00:15 | 2026-08-03 00:30 | 2026-08-03 00:15 | 0 | 0.24658 | 0 | 0 | 0 | 30.7197 | 30.7197 | 30.7197 | 30.7197 | 0 | 0 | 0 | 0 | 0 | 0 | 290 | 2026-08-02
2026-08-03 00:30 | 2026-08-03 00:30 | 2026-08-03 00:30 | d | 0.0004 | -41.7553 | 41.7553 | 0 | 30.7197 | 30.7351 | 30.7197 | 30.7351 | 0 | 4.2683e-05 | 4.2683e-05 | 0 | 0.016702 | 0 | 291 | 2026-08-02
2026-08-03 00:30 | 2026-08-03 00:31 | 2026-08-03 00:30 | u | 0.00892 | 1.2447 | 0 | 1.2447 | 30.7351 | 30.723 | 30.7351 | 30.723 | 0 | 3.3523e-05 | 3.3523e-05 | 0 | 0 | 0.011103 | 291 | 2026-08-02
2026-08-03 00:31 | 2026-08-03 00:45 | 2026-08-03 00:30 | 0 | 0.24068 | -17.7553 | 17.7553 | 0 | 30.723 | 34.6545 | 30.723 | 34.6545 | 0 | 0.010921 | 0.010921 | 0 | 4.2733 | 0 | 291 | 2026-08-02
2026-08-03 00:45 | 2026-08-03 00:45 | 2026-08-03 00:45 | d | 8e-05 | -24 | 24 | 0 | 34.6545 | 34.6563 | 34.6545 | 34.6563 | 0 | 4.9067e-06 | 4.9067e-06 | 0 | 0.00192 | 0 | 292 | 2026-08-02
2026-08-03 00:45 | 2026-08-03 00:45 | 2026-08-03 00:45 | u | 0.0034229 | 19 | 0 | 19 | 34.6563 | 34.5856 | 34.6563 | 34.5856 | 0 | 0.00019636 | 0.00019636 | 0 | 0 | 0.065034 | 292 | 2026-08-02
2026-08-03 00:45 | 2026-08-03 01:00 | 2026-08-03 00:45 | 0 | 0.2465 | 0 | 0 | 0 | 34.5856 | 34.5856 | 34.5856 | 34.5856 | 0 | 0 | 0 | 0 | 0 | 0 | 292 | 2026-08-02
2026-08-03 01:00 | 2026-08-03 01:04 | 2026-08-03 01:00 | u | 0.067406 | 24 | 0 | 24 | 34.5856 | 32.8272 | 34.5856 | 32.8272 | 0 | 0.0048845 | 0.0048845 | 0 | 0 | 1.6177 | 293 | 2026-08-02
2026-08-03 01:04 | 2026-08-03 01:15 | 2026-08-03 01:00 | 0 | 0.18259 | 0 | 0 | 0 | 32.8272 | 32.8272 | 32.8272 | 32.8272 | 0 | 0 | 0 | 0 | 0 | 0 | 293 | 2026-08-02
2026-08-03 01:15 | 2026-08-03 01:15 | 2026-08-03 01:15 | u | 0.0077657 | 24 | 0 | 24 | 32.8272 | 32.6246 | 32.8272 | 32.6246 | 0 | 0.00056273 | 0.00056273 | 0 | 0 | 0.18638 | 294 | 2026-08-02
2026-08-03 01:15 | 2026-08-03 01:30 | 2026-08-03 01:15 | 0 | 0.24223 | 0 | 0 | 0 | 32.6246 | 32.6246 | 32.6246 | 32.6246 | 0 | 0 | 0 | 0 | 0 | 0 | 294 | 2026-08-02
2026-08-03 01:30 | 2026-08-03 01:30 | 2026-08-03 01:30 | d | 3.4286e-05 | -24 | 24 | 0 | 32.6246 | 32.6254 | 32.6246 | 32.6254 | 0 | 2.1029e-06 | 2.1029e-06 | 0 | 0.00082286 | 0 | 295 | 2026-08-02
2026-08-03 01:30 | 2026-08-03 01:30 | 2026-08-03 01:30 | u | 0.0022114 | 24 | 0 | 24 | 32.6254 | 32.5677 | 32.6254 | 32.5677 | 0 | 0.00016025 | 0.00016025 | 0 | 0 | 0.053074 | 295 | 2026-08-02
2026-08-03 01:30 | 2026-08-03 01:45 | 2026-08-03 01:30 | 0 | 0.24775 | 0 | 0 | 0 | 32.5677 | 32.5677 | 32.5677 | 32.5677 | 0 | 0 | 0 | 0 | 0 | 0 | 295 | 2026-08-02
2026-08-03 01:45 | 2026-08-03 01:47 | 2026-08-03 01:45 | u | 0.035594 | 21.4149 | 0 | 21.4149 | 32.5677 | 31.7391 | 32.5677 | 31.7391 | 0 | 0.0023015 | 0.0023015 | 0 | 0 | 0.76225 | 296 | 2026-08-02
2026-08-03 01:47 | 2026-08-03 02:00 | 2026-08-03 01:45 | 0 | 0.21441 | -2.5851 | 2.5851 | 0 | 31.7391 | 32.249 | 31.7391 | 32.249 | 0 | 0.0014164 | 0.0014164 | 0 | 0.55426 | 0 | 296 | 2026-08-02
2026-08-03 02:00 | 2026-08-03 02:01 | 2026-08-03 02:00 | u | 0.019754 | 23.7479 | 0 | 23.7479 | 32.249 | 31.7391 | 32.249 | 31.7391 | 0 | 0.0014164 | 0.0014164 | 0 | 0 | 0.46912 | 297 | 2026-08-02
2026-08-03 02:01 | 2026-08-03 02:15 | 2026-08-03 02:00 | 0 | 0.23025 | -0.25212 | 0.25212 | 0 | 31.7391 | 31.7925 | 31.7391 | 31.7925 | 0 | 0.00014835 | 0.00014835 | 0 | 0.058049 | 0 | 297 | 2026-08-02
2026-08-03 02:15 | 2026-08-03 02:15 | 2026-08-03 02:15 | d | 0.0028743 | -24 | 24 | 0 | 31.7925 | 31.856 | 31.7925 | 31.856 | 0 | 0.00017629 | 0.00017629 | 0 | 0.068983 | 0 | 298 | 2026-08-02
2026-08-03 02:15 | 2026-08-03 02:15 | 2026-08-03 02:15 | u | 0.00448 | 24 | 0 | 24 | 31.856 | 31.7391 | 31.856 | 31.7391 | 0 | 0.00032464 | 0.00032464 | 0 | 0 | 0.10752 | 298 | 2026-08-02
2026-08-03 02:15 | 2026-08-03 02:30 | 2026-08-03 02:15 | 0 | 0.24265 | 0 | 0 | 0 | 31.7391 | 31.7391 | 31.7391 | 31.7391 | 0 | 0 | 0 | 0 | 0 | 0 | 298 | 2026-08-02
2026-08-03 02:30 | 2026-08-03 02:30 | 2026-08-03 02:30 | d | 0.0035371 | -24.1855 | 24.1855 | 0 | 31.7391 | 31.8178 | 31.7391 | 31.8178 | 0 | 0.00021862 | 0.00021862 | 0 | 0.085547 | 0 | 299 | 2026-08-02
2026-08-03 02:30 | 2026-08-03 02:30 | 2026-08-03 02:30 | u | 0.0010057 | 23.8145 | 0 | 23.8145 | 31.8178 | 31.7918 | 31.8178 | 31.7918 | 0 | 7.2315e-05 | 7.2315e-05 | 0 | 0 | 0.023951 | 299 | 2026-08-02
2026-08-03 02:30 | 2026-08-03 02:45 | 2026-08-03 02:30 | 0 | 0.24546 | -0.18545 | 0.18545 | 0 | 31.7918 | 31.8337 | 31.7918 | 31.8337 | 0 | 0.00011633 | 0.00011633 | 0 | 0.045521 | 0 | 299 | 2026-08-02
2026-08-03 02:45 | 2026-08-03 02:46 | 2026-08-03 02:45 | d | 0.01144 | -24.475 | 24.475 | 0 | 31.8337 | 32.0913 | 31.8337 | 32.0913 | 0 | 0.00071554 | 0.00071554 | 0 | 0.27999 | 0 | 300 | 2026-08-02
2026-08-03 02:46 | 2026-08-03 02:47 | 2026-08-03 02:45 | u | 0.013771 | 23.525 | 0 | 23.525 | 32.0913 | 31.7391 | 32.0913 | 31.7391 | 0 | 0.00097818 | 0.00097818 | 0 | 0 | 0.32397 | 300 | 2026-08-02
2026-08-03 02:47 | 2026-08-03 03:00 | 2026-08-03 02:45 | 0 | 0.22479 | -0.47502 | 0.47502 | 0 | 31.7391 | 31.8374 | 31.7391 | 31.8374 | 0 | 0.00027288 | 0.00027288 | 0 | 0.10678 | 0 | 300 | 2026-08-02
2026-08-03 03:00 | 2026-08-03 03:00 | 2026-08-03 03:00 | u | 0.0037657 | 24 | 0 | 24 | 31.8374 | 31.7391 | 31.8374 | 31.7391 | 0 | 0.00027288 | 0.00027288 | 0 | 0 | 0.090377 | 301 | 2026-08-02
2026-08-03 03:00 | 2026-08-03 03:15 | 2026-08-03 03:00 | 0 | 0.24623 | 0 | 0 | 0 | 31.7391 | 31.7391 | 31.7391 | 31.7391 | 0 | 0 | 0 | 0 | 0 | 0 | 301 | 2026-08-02
2026-08-03 03:15 | 2026-08-03 03:17 | 2026-08-03 03:15 | d | 0.026217 | -24 | 24 | 0 | 31.7391 | 32.318 | 31.7391 | 32.318 | 0 | 0.001608 | 0.001608 | 0 | 0.62921 | 0 | 302 | 2026-08-02
2026-08-03 03:17 | 2026-08-03 03:17 | 2026-08-03 03:15 | u | 4e-05 | 24 | 0 | 24 | 32.318 | 32.317 | 32.318 | 32.317 | 0 | 2.8986e-06 | 2.8986e-06 | 0 | 0 | 0.00096 | 302 | 2026-08-02
2026-08-03 03:17 | 2026-08-03 03:30 | 2026-08-03 03:15 | 0 | 0.22374 | 0 | 0 | 0 | 32.317 | 32.317 | 32.317 | 32.317 | 0 | 0 | 0 | 0 | 0 | 0 | 302 | 2026-08-02
2026-08-03 03:30 | 2026-08-03 03:30 | 2026-08-03 03:30 | d | 0.0033657 | -24 | 24 | 0 | 32.317 | 32.3913 | 32.317 | 32.3913 | 0 | 0.00020643 | 0.00020643 | 0 | 0.080777 | 0 | 303 | 2026-08-02
2026-08-03 03:30 | 2026-08-03 03:30 | 2026-08-03 03:30 | u | 4e-05 | 24 | 0 | 24 | 32.3913 | 32.3902 | 32.3913 | 32.3902 | 0 | 2.8986e-06 | 2.8986e-06 | 0 | 0 | 0.00096 | 303 | 2026-08-02
2026-08-03 03:30 | 2026-08-03 03:45 | 2026-08-03 03:30 | 0 | 0.24659 | 0 | 0 | 0 | 32.3902 | 32.3902 | 32.3902 | 32.3902 | 0 | 0 | 0 | 0 | 0 | 0 | 303 | 2026-08-02
2026-08-03 03:45 | 2026-08-03 03:47 | 2026-08-03 03:45 | d | 0.027709 | -24 | 24 | 0 | 32.3902 | 33.002 | 32.3902 | 33.002 | 0 | 0.0016995 | 0.0016995 | 0 | 0.66501 | 0 | 304 | 2026-08-02
2026-08-03 03:47 | 2026-08-03 04:00 | 2026-08-03 03:45 | 0 | 0.22229 | 0 | 0 | 0 | 33.002 | 33.002 | 33.002 | 33.002 | 0 | 0 | 0 | 0 | 0 | 0 | 304 | 2026-08-02
2026-08-03 04:00 | 2026-08-03 04:01 | 2026-08-03 04:00 | d | 0.021891 | -24 | 24 | 0 | 33.002 | 33.4854 | 33.002 | 33.4854 | 0 | 0.0013427 | 0.0013427 | 0 | 0.52539 | 0 | 305 | 2026-08-02
2026-08-03 04:01 | 2026-08-03 04:15 | 2026-08-03 04:00 | 0 | 0.22811 | 0 | 0 | 0 | 33.4854 | 33.4854 | 33.4854 | 33.4854 | 0 | 0 | 0 | 0 | 0 | 0 | 305 | 2026-08-02
2026-08-03 04:15 | 2026-08-03 04:15 | 2026-08-03 04:15 | d | 0.0070629 | -24 | 24 | 0 | 33.4854 | 33.6413 | 33.4854 | 33.6413 | 0 | 0.00043319 | 0.00043319 | 0 | 0.16951 | 0 | 306 | 2026-08-02
2026-08-03 04:15 | 2026-08-03 04:30 | 2026-08-03 04:15 | 0 | 0.24294 | 0 | 0 | 0 | 33.6413 | 33.6413 | 33.6413 | 33.6413 | 0 | 0 | 0 | 0 | 0 | 0 | 306 | 2026-08-02
2026-08-03 04:30 | 2026-08-03 04:31 | 2026-08-03 04:30 | d | 0.015171 | -60 | 60 | 0 | 33.6413 | 34.4788 | 33.6413 | 34.4788 | 0 | 0.0023263 | 0.0023263 | 0 | 0.91029 | 0 | 307 | 2026-08-02
2026-08-03 04:31 | 2026-08-03 04:45 | 2026-08-03 04:30 | 0 | 0.23483 | -36 | 36 | 0 | 34.4788 | 42.2563 | 34.4788 | 42.2563 | 0 | 0.021604 | 0.021604 | 0 | 8.4538 | 0 | 307 | 2026-08-02
2026-08-03 04:45 | 2026-08-03 04:46 | 2026-08-03 04:45 | d | 0.014954 | -60 | 60 | 0 | 42.2563 | 43.0818 | 42.2563 | 43.0818 | 0 | 0.002293 | 0.002293 | 0 | 0.89726 | 0 | 308 | 2026-08-02
2026-08-03 04:46 | 2026-08-03 04:46 | 2026-08-03 04:45 | u | 8e-05 | -12 | 12 | 0 | 43.0818 | 43.0827 | 43.0818 | 43.0827 | 0 | 2.4533e-06 | 2.4533e-06 | 0 | 0.00096 | 0 | 308 | 2026-08-02
2026-08-03 04:46 | 2026-08-03 05:00 | 2026-08-03 04:45 | 0 | 0.23497 | -36 | 36 | 0 | 43.0827 | 50.8648 | 43.0827 | 50.8648 | 0 | 0.021617 | 0.021617 | 0 | 8.4588 | 0 | 308 | 2026-08-02
2026-08-03 05:00 | 2026-08-03 05:02 | 2026-08-03 05:00 | d | 0.030337 | -60 | 60 | 0 | 50.8648 | 52.5394 | 50.8648 | 52.5394 | 0 | 0.0046517 | 0.0046517 | 0 | 1.8202 | 0 | 309 | 2026-08-02
2026-08-03 05:02 | 2026-08-03 05:15 | 2026-08-03 05:00 | 0 | 0.21966 | -36 | 36 | 0 | 52.5394 | 59.8146 | 52.5394 | 59.8146 | 0 | 0.020209 | 0.020209 | 0 | 7.9079 | 0 | 309 | 2026-08-02
2026-08-03 05:15 | 2026-08-03 05:16 | 2026-08-03 05:15 | d | 0.011537 | -24 | 24 | 0 | 59.8146 | 60.0693 | 59.8146 | 60.0693 | 0 | 0.00070761 | 0.00070761 | 0 | 0.27689 | 0 | 310 | 2026-08-02
2026-08-03 05:16 | 2026-08-03 05:30 | 2026-08-03 05:15 | 0 | 0.23846 | 0 | 0 | 0 | 60.0693 | 60.0693 | 60.0693 | 60.0693 | 0 | 0 | 0 | 0 | 0 | 0 | 310 | 2026-08-02
2026-08-03 05:30 | 2026-08-03 05:30 | 2026-08-03 05:30 | d | 0.0016971 | -24 | 24 | 0 | 60.0693 | 60.1068 | 60.0693 | 60.1068 | 0 | 0.00010409 | 0.00010409 | 0 | 0.040731 | 0 | 311 | 2026-08-02
2026-08-03 05:30 | 2026-08-03 05:30 | 2026-08-03 05:30 | u | 0.00018857 | 24 | 0 | 24 | 60.1068 | 60.1019 | 60.1068 | 60.1019 | 0 | 1.3665e-05 | 1.3665e-05 | 0 | 0 | 0.0045257 | 311 | 2026-08-02
2026-08-03 05:30 | 2026-08-03 05:45 | 2026-08-03 05:30 | 0 | 0.24811 | 0 | 0 | 0 | 60.1019 | 60.1019 | 60.1019 | 60.1019 | 0 | 0 | 0 | 0 | 0 | 0 | 311 | 2026-08-02
2026-08-03 05:45 | 2026-08-03 05:46 | 2026-08-03 05:45 | d | 0.0091143 | -24 | 24 | 0 | 60.1019 | 60.3031 | 60.1019 | 60.3031 | 0 | 0.00055901 | 0.00055901 | 0 | 0.21874 | 0 | 312 | 2026-08-02
2026-08-03 05:46 | 2026-08-03 05:46 | 2026-08-03 05:45 | u | 0.00096 | 24 | 0 | 24 | 60.3031 | 60.2781 | 60.3031 | 60.2781 | 0 | 6.9565e-05 | 6.9565e-05 | 0 | 0 | 0.02304 | 312 | 2026-08-02
2026-08-03 05:46 | 2026-08-03 06:00 | 2026-08-03 05:45 | 0 | 0.23993 | 0 | 0 | 0 | 60.2781 | 60.2781 | 60.2781 | 60.2781 | 0 | 0 | 0 | 0 | 0 | 0 | 312 | 2026-08-02
2026-08-03 06:00 | 2026-08-03 06:04 | 2026-08-03 06:00 | d | 0.065503 | -24 | 24 | 0 | 60.2781 | 61.7244 | 60.2781 | 61.7244 | 0 | 0.0040175 | 0.0040175 | 0 | 1.5721 | 0 | 313 | 2026-08-02
2026-08-03 06:04 | 2026-08-03 06:15 | 2026-08-03 06:00 | 0 | 0.1845 | 0 | 0 | 0 | 61.7244 | 61.7244 | 61.7244 | 61.7244 | 0 | 0 | 0 | 0 | 0 | 0 | 313 | 2026-08-02
2026-08-03 06:15 | 2026-08-03 06:21 | 2026-08-03 06:15 | d | 0.093606 | 0 | 0 | 0 | 61.7244 | 61.7244 | 61.7244 | 61.7244 | 0 | 0 | 0 | 0 | 0 | 0 | 314 | 2026-08-02
2026-08-03 06:21 | 2026-08-03 06:30 | 2026-08-03 06:15 | 0 | 0.15639 | 24 | 0 | 24 | 61.7244 | 57.6445 | 61.7244 | 57.6445 | 0 | 0.011333 | 0.011333 | 0 | 0 | 3.7535 | 314 | 2026-08-02
2026-08-03 06:30 | 2026-08-03 06:32 | 2026-08-03 06:30 | d | 0.038463 | -24 | 24 | 0 | 57.6445 | 58.4938 | 57.6445 | 58.4938 | 0 | 0.0023591 | 0.0023591 | 0 | 0.92311 | 0 | 315 | 2026-08-02
2026-08-03 06:32 | 2026-08-03 06:45 | 2026-08-03 06:30 | 0 | 0.21154 | 0 | 0 | 0 | 58.4938 | 58.4938 | 58.4938 | 58.4938 | 0 | 0 | 0 | 0 | 0 | 0 | 315 | 2026-08-02
2026-08-03 06:45 | 2026-08-03 06:53 | 2026-08-03 06:45 | d | 0.13842 | 0 | 0 | 0 | 58.4938 | 58.4938 | 58.4938 | 58.4938 | 0 | 0 | 0 | 0 | 0 | 0 | 316 | 2026-08-02
2026-08-03 06:53 | 2026-08-03 07:00 | 2026-08-03 06:45 | 0 | 0.11158 | 24 | 0 | 24 | 58.4938 | 55.5831 | 58.4938 | 55.5831 | 0 | 0.0080853 | 0.0080853 | 0 | 0 | 2.6779 | 316 | 2026-08-02
2026-08-03 07:00 | 2026-08-03 07:15 | 2026-08-03 07:00 | NO_AFRR_OBLIGATION | 0.25 | 60 | 0 | 60 | 55.5831 | 39.2788 | 55.5831 | 39.2788 | 0 | 0.04529 | 0.04529 | 0 | 0 | 15 | 317 | 2026-08-02
2026-08-03 07:15 | 2026-08-03 07:30 | 2026-08-03 07:15 | NO_AFRR_OBLIGATION | 0.25 | 27.7458 | 0 | 27.7458 | 39.2788 | 31.7391 | 39.2788 | 31.7391 | 0 | 0.020943 | 0.020943 | 0 | 0 | 6.9365 | 318 | 2026-08-02
2026-08-03 07:30 | 2026-08-03 07:45 | 2026-08-03 07:30 | NO_AFRR_OBLIGATION | 0.25 | 0 | 0 | 0 | 31.7391 | 31.7391 | 31.7391 | 31.7391 | 0 | 0 | 0 | 0 | 0 | 0 | 319 | 2026-08-02
2026-08-03 07:45 | 2026-08-03 08:00 | 2026-08-03 07:45 | NO_AFRR_OBLIGATION | 0.25 | 0 | 0 | 0 | 31.7391 | 31.7391 | 31.7391 | 31.7391 | 0 | 0 | 0 | 0 | 0 | 0 | 320 | 2026-08-02
2026-08-03 08:00 | 2026-08-03 08:00 | 2026-08-03 08:00 | d | 0.0066514 | -24 | 24 | 0 | 31.7391 | 31.886 | 31.7391 | 31.886 | 0 | 0.00040795 | 0.00040795 | 0 | 0.15963 | 0 | 321 | 2026-08-02
2026-08-03 08:00 | 2026-08-03 08:00 | 2026-08-03 08:00 | u | 0.0010914 | 24 | 0 | 24 | 31.886 | 31.8575 | 31.886 | 31.8575 | 0 | 7.9089e-05 | 7.9089e-05 | 0 | 0 | 0.026194 | 321 | 2026-08-02
2026-08-03 08:00 | 2026-08-03 08:15 | 2026-08-03 08:00 | 0 | 0.24226 | 0 | 0 | 0 | 31.8575 | 31.8575 | 31.8575 | 31.8575 | 0 | 0 | 0 | 0 | 0 | 0 | 321 | 2026-08-02
2026-08-03 08:15 | 2026-08-03 08:18 | 2026-08-03 08:15 | d | 0.056909 | -24 | 24 | 0 | 31.8575 | 33.1141 | 31.8575 | 33.1141 | 0 | 0.0034904 | 0.0034904 | 0 | 1.3658 | 0 | 322 | 2026-08-02
2026-08-03 08:18 | 2026-08-03 08:30 | 2026-08-03 08:15 | 0 | 0.19309 | 0 | 0 | 0 | 33.1141 | 33.1141 | 33.1141 | 33.1141 | 0 | 0 | 0 | 0 | 0 | 0 | 322 | 2026-08-02
2026-08-03 08:30 | 2026-08-03 08:37 | 2026-08-03 08:30 | d | 0.11938 | -24 | 24 | 0 | 33.1141 | 35.7499 | 33.1141 | 35.7499 | 0 | 0.0073218 | 0.0073218 | 0 | 2.8651 | 0 | 323 | 2026-08-02
2026-08-03 08:37 | 2026-08-03 08:45 | 2026-08-03 08:30 | 0 | 0.13062 | 0 | 0 | 0 | 35.7499 | 35.7499 | 35.7499 | 35.7499 | 0 | 0 | 0 | 0 | 0 | 0 | 323 | 2026-08-02
2026-08-03 08:45 | 2026-08-03 08:47 | 2026-08-03 08:45 | d | 0.037137 | -24 | 24 | 0 | 35.7499 | 36.5699 | 35.7499 | 36.5699 | 0 | 0.0022777 | 0.0022777 | 0 | 0.89129 | 0 | 324 | 2026-08-02
2026-08-03 08:47 | 2026-08-03 09:00 | 2026-08-03 08:45 | 0 | 0.21286 | 0 | 0 | 0 | 36.5699 | 36.5699 | 36.5699 | 36.5699 | 0 | 0 | 0 | 0 | 0 | 0 | 324 | 2026-08-02
2026-08-03 09:00 | 2026-08-03 09:00 | 2026-08-03 09:00 | d | 1.1429e-05 | -24 | 24 | 0 | 36.5699 | 36.5702 | 36.5699 | 36.5702 | 0 | 7.0095e-07 | 7.0095e-07 | 0 | 0.00027429 | 0 | 325 | 2026-08-02
2026-08-03 09:00 | 2026-08-03 09:04 | 2026-08-03 09:00 | u | 0.06268 | 24 | 0 | 24 | 36.5702 | 34.935 | 36.5702 | 34.935 | 0 | 0.004542 | 0.004542 | 0 | 0 | 1.5043 | 325 | 2026-08-02
2026-08-03 09:04 | 2026-08-03 09:15 | 2026-08-03 09:00 | 0 | 0.18731 | 0 | 0 | 0 | 34.935 | 34.935 | 34.935 | 34.935 | 0 | 0 | 0 | 0 | 0 | 0 | 325 | 2026-08-02
2026-08-03 09:15 | 2026-08-03 09:20 | 2026-08-03 09:15 | u | 0.075086 | 22.2118 | 0 | 22.2118 | 34.935 | 33.1222 | 34.935 | 33.1222 | 0 | 0.0050356 | 0.0050356 | 0 | 0 | 1.6678 | 326 | 2026-08-02
2026-08-03 09:20 | 2026-08-03 09:30 | 2026-08-03 09:15 | 0 | 0.17491 | -1.7882 | 1.7882 | 0 | 33.1222 | 33.41 | 33.1222 | 33.41 | 0 | 0.00079934 | 0.00079934 | 0 | 0.31279 | 0 | 326 | 2026-08-02
2026-08-03 09:30 | 2026-08-03 09:36 | 2026-08-03 09:30 | u | 0.097269 | 15.8034 | 0 | 15.8034 | 33.41 | 31.7391 | 33.41 | 31.7391 | 0 | 0.0046412 | 0.0046412 | 0 | 0 | 1.5372 | 327 | 2026-08-02
2026-08-03 09:36 | 2026-08-03 09:45 | 2026-08-03 09:30 | 0 | 0.15273 | -8.1966 | 8.1966 | 0 | 31.7391 | 32.8909 | 31.7391 | 32.8909 | 0 | 0.0031992 | 0.0031992 | 0 | 1.2519 | 0 | 327 | 2026-08-02
2026-08-03 09:45 | 2026-08-03 09:45 | 2026-08-03 09:45 | d | 0.0035829 | -60 | 60 | 0 | 32.8909 | 33.0886 | 32.8909 | 33.0886 | 0 | 0.00054937 | 0.00054937 | 0 | 0.21497 | 0 | 328 | 2026-08-02
2026-08-03 09:45 | 2026-08-03 09:46 | 2026-08-03 09:45 | u | 0.014663 | -12 | 12 | 0 | 33.0886 | 33.2505 | 33.0886 | 33.2505 | 0 | 0.00044966 | 0.00044966 | 0 | 0.17595 | 0 | 328 | 2026-08-02
2026-08-03 09:46 | 2026-08-03 10:00 | 2026-08-03 09:45 | 0 | 0.23175 | -36 | 36 | 0 | 33.2505 | 40.9262 | 33.2505 | 40.9262 | 0 | 0.021321 | 0.021321 | 0 | 8.3432 | 0 | 328 | 2026-08-02
2026-08-03 10:00 | 2026-08-03 10:02 | 2026-08-03 10:00 | d | 0.030594 | 12 | 0 | 12 | 40.9262 | 40.5272 | 40.9262 | 40.5272 | 0 | 0.0011085 | 0.0011085 | 0 | 0 | 0.36713 | 329 | 2026-08-02
2026-08-03 10:02 | 2026-08-03 10:02 | 2026-08-03 10:00 | u | 0.0077657 | 60 | 0 | 60 | 40.5272 | 40.0207 | 40.5272 | 40.0207 | 0 | 0.0014068 | 0.0014068 | 0 | 0 | 0.46594 | 329 | 2026-08-02
2026-08-03 10:02 | 2026-08-03 10:15 | 2026-08-03 10:00 | 0 | 0.21164 | 36 | 0 | 36 | 40.0207 | 31.7391 | 40.0207 | 31.7391 | 0 | 0.023004 | 0.023004 | 0 | 0 | 7.619 | 329 | 2026-08-02
2026-08-03 10:15 | 2026-08-03 10:21 | 2026-08-03 10:15 | d | 0.10264 | -15.0987 | 15.0987 | 0 | 31.7391 | 33.1649 | 31.7391 | 33.1649 | 0 | 0.0039604 | 0.0039604 | 0 | 1.5497 | 0 | 330 | 2026-08-02
2026-08-03 10:21 | 2026-08-03 10:30 | 2026-08-03 10:15 | 0 | 0.14736 | 8.9013 | 0 | 8.9013 | 33.1649 | 31.7391 | 33.1649 | 31.7391 | 0 | 0.0039604 | 0.0039604 | 0 | 0 | 1.3117 | 330 | 2026-08-02
2026-08-03 10:30 | 2026-08-03 10:37 | 2026-08-03 10:30 | d | 0.11796 | -24 | 24 | 0 | 31.7391 | 34.3437 | 31.7391 | 34.3437 | 0 | 0.0072349 | 0.0072349 | 0 | 2.831 | 0 | 331 | 2026-08-02
2026-08-03 10:37 | 2026-08-03 10:45 | 2026-08-03 10:30 | 0 | 0.13204 | 0 | 0 | 0 | 34.3437 | 34.3437 | 34.3437 | 34.3437 | 0 | 0 | 0 | 0 | 0 | 0 | 331 | 2026-08-02
2026-08-03 10:45 | 2026-08-03 10:56 | 2026-08-03 10:45 | d | 0.1847 | -60 | 60 | 0 | 34.3437 | 44.5393 | 34.3437 | 44.5393 | 0 | 0.028321 | 0.028321 | 0 | 11.0822 | 0 | 332 | 2026-08-02
2026-08-03 10:56 | 2026-08-03 11:00 | 2026-08-03 10:45 | 0 | 0.065297 | -36 | 36 | 0 | 44.5393 | 46.7019 | 44.5393 | 46.7019 | 0 | 0.0060073 | 0.0060073 | 0 | 2.3507 | 0 | 332 | 2026-08-02
2026-08-03 11:00 | 2026-08-03 11:10 | 2026-08-03 11:00 | d | 0.17435 | -60 | 60 | 0 | 46.7019 | 56.3263 | 46.7019 | 56.3263 | 0 | 0.026734 | 0.026734 | 0 | 10.4613 | 0 | 333 | 2026-08-02
2026-08-03 11:10 | 2026-08-03 11:15 | 2026-08-03 11:00 | 0 | 0.075646 | -36 | 36 | 0 | 56.3263 | 58.8317 | 56.3263 | 58.8317 | 0 | 0.0069594 | 0.0069594 | 0 | 2.7232 | 0 | 333 | 2026-08-02
2026-08-03 11:15 | 2026-08-03 11:19 | 2026-08-03 11:15 | d | 0.062754 | -24 | 24 | 0 | 58.8317 | 60.2173 | 58.8317 | 60.2173 | 0 | 0.0038489 | 0.0038489 | 0 | 1.5061 | 0 | 334 | 2026-08-02
2026-08-03 11:19 | 2026-08-03 11:30 | 2026-08-03 11:15 | 0 | 0.18725 | 0 | 0 | 0 | 60.2173 | 60.2173 | 60.2173 | 60.2173 | 0 | 0 | 0 | 0 | 0 | 0 | 334 | 2026-08-02
2026-08-03 11:30 | 2026-08-03 11:33 | 2026-08-03 11:30 | d | 0.049406 | -24 | 24 | 0 | 60.2173 | 61.3082 | 60.2173 | 61.3082 | 0 | 0.0030302 | 0.0030302 | 0 | 1.1857 | 0 | 335 | 2026-08-02
2026-08-03 11:33 | 2026-08-03 11:45 | 2026-08-03 11:30 | 0 | 0.20059 | 0 | 0 | 0 | 61.3082 | 61.3082 | 61.3082 | 61.3082 | 0 | 0 | 0 | 0 | 0 | 0 | 335 | 2026-08-02
2026-08-03 11:45 | 2026-08-03 11:50 | 2026-08-03 11:45 | d | 0.077571 | -60 | 60 | 0 | 61.3082 | 65.5901 | 61.3082 | 65.5901 | 0 | 0.011894 | 0.011894 | 0 | 4.6543 | 0 | 336 | 2026-08-02
2026-08-03 11:50 | 2026-08-03 12:00 | 2026-08-03 11:45 | 0 | 0.17243 | -36 | 36 | 0 | 65.5901 | 71.3009 | 65.5901 | 71.3009 | 0 | 0.015863 | 0.015863 | 0 | 6.2074 | 0 | 336 | 2026-08-02
2026-08-03 12:00 | 2026-08-03 12:06 | 2026-08-03 12:00 | d | 0.10646 | 12 | 0 | 12 | 71.3009 | 69.9124 | 71.3009 | 69.9124 | 0 | 0.0038571 | 0.0038571 | 0 | 0 | 1.2775 | 337 | 2026-08-02
2026-08-03 12:06 | 2026-08-03 12:15 | 2026-08-03 12:00 | 0 | 0.14354 | 36 | 0 | 36 | 69.9124 | 64.2955 | 69.9124 | 64.2955 | 0 | 0.015602 | 0.015602 | 0 | 0 | 5.1675 | 337 | 2026-08-02
2026-08-03 12:15 | 2026-08-03 12:20 | 2026-08-03 12:15 | d | 0.080926 | -24 | 24 | 0 | 64.2955 | 66.0823 | 64.2955 | 66.0823 | 0 | 0.0049634 | 0.0049634 | 0 | 1.9422 | 0 | 338 | 2026-08-02
2026-08-03 12:20 | 2026-08-03 12:30 | 2026-08-03 12:15 | 0 | 0.16907 | 0 | 0 | 0 | 66.0823 | 66.0823 | 66.0823 | 66.0823 | 0 | 0 | 0 | 0 | 0 | 0 | 338 | 2026-08-02
2026-08-03 12:30 | 2026-08-03 12:36 | 2026-08-03 12:30 | d | 0.097869 | -60 | 60 | 0 | 66.0823 | 71.4847 | 66.0823 | 71.4847 | 0 | 0.015007 | 0.015007 | 0 | 5.8721 | 0 | 339 | 2026-08-02
2026-08-03 12:36 | 2026-08-03 12:45 | 2026-08-03 12:30 | 0 | 0.15213 | -36 | 36 | 0 | 71.4847 | 76.5233 | 71.4847 | 76.5233 | 0 | 0.013996 | 0.013996 | 0 | 5.4767 | 0 | 339 | 2026-08-02
2026-08-03 12:45 | 2026-08-03 12:50 | 2026-08-03 12:45 | d | 0.084057 | -60 | 60 | 0 | 76.5233 | 81.1632 | 76.5233 | 81.1632 | 0 | 0.012889 | 0.012889 | 0 | 5.0434 | 0 | 340 | 2026-08-02
2026-08-03 12:50 | 2026-08-03 13:00 | 2026-08-03 12:45 | 0 | 0.16594 | -36 | 36 | 0 | 81.1632 | 86.6592 | 81.1632 | 86.6592 | 0 | 0.015267 | 0.015267 | 0 | 5.9739 | 0 | 340 | 2026-08-02
2026-08-03 13:00 | 2026-08-03 13:08 | 2026-08-03 13:00 | d | 0.1313 | -60 | 60 | 0 | 86.6592 | 93.9072 | 86.6592 | 93.9072 | 0 | 0.020133 | 0.020133 | 0 | 7.8782 | 0 | 341 | 2026-08-02
2026-08-03 13:08 | 2026-08-03 13:15 | 2026-08-03 13:00 | 0 | 0.1187 | -60 | 60 | 0 | 93.9072 | 100.4592 | 93.9072 | 100.4592 | 0 | 0.0182 | 0.0182 | 0 | 7.1218 | 0 | 341 | 2026-08-02
2026-08-03 13:15 | 2026-08-03 13:17 | 2026-08-03 13:15 | d | 0.02696 | -60 | 60 | 0 | 100.4592 | 101.9474 | 100.4592 | 101.9474 | 0 | 0.0041339 | 0.0041339 | 0 | 1.6176 | 0 | 342 | 2026-08-02
2026-08-03 13:17 | 2026-08-03 13:17 | 2026-08-03 13:15 | u | 0.00093714 | -36 | 36 | 0 | 101.9474 | 101.9785 | 101.9474 | 101.9785 | 0 | 8.6217e-05 | 8.6217e-05 | 0 | 0.033737 | 0 | 342 | 2026-08-02
2026-08-03 13:17 | 2026-08-03 13:30 | 2026-08-03 13:15 | 0 | 0.2221 | -60 | 60 | 0 | 101.9785 | 114.2385 | 101.9785 | 114.2385 | 0 | 0.034056 | 0.034056 | 0 | 13.3262 | 0 | 342 | 2026-08-02
2026-08-03 13:30 | 2026-08-03 13:30 | 2026-08-03 13:30 | d | 0.0018057 | -60 | 60 | 0 | 114.2385 | 114.3382 | 114.2385 | 114.3382 | 0 | 0.00027688 | 0.00027688 | 0 | 0.10834 | 0 | 343 | 2026-08-02
2026-08-03 13:30 | 2026-08-03 13:30 | 2026-08-03 13:30 | u | 0.0015429 | -36 | 36 | 0 | 114.3382 | 114.3893 | 114.3382 | 114.3893 | 0 | 0.00014194 | 0.00014194 | 0 | 0.055543 | 0 | 343 | 2026-08-02
2026-08-03 13:30 | 2026-08-03 13:45 | 2026-08-03 13:30 | 0 | 0.24665 | -60 | 60 | 0 | 114.3893 | 128.0045 | 114.3893 | 128.0045 | 0 | 0.03782 | 0.03782 | 0 | 14.7991 | 0 | 343 | 2026-08-02
2026-08-03 13:45 | 2026-08-03 13:45 | 2026-08-03 13:45 | d | 0.00054857 | -60 | 60 | 0 | 128.0045 | 128.0348 | 128.0045 | 128.0348 | 0 | 8.4114e-05 | 8.4114e-05 | 0 | 0.032914 | 0 | 344 | 2026-08-02
2026-08-03 13:45 | 2026-08-03 13:45 | 2026-08-03 13:45 | u | 0.0016057 | -36 | 36 | 0 | 128.0348 | 128.0879 | 128.0348 | 128.0879 | 0 | 0.00014773 | 0.00014773 | 0 | 0.057806 | 0 | 344 | 2026-08-02
2026-08-03 13:45 | 2026-08-03 14:00 | 2026-08-03 13:45 | 0 | 0.24785 | -60 | 60 | 0 | 128.0879 | 141.769 | 128.0879 | 141.769 | 0 | 0.038003 | 0.038003 | 0 | 14.8707 | 0 | 344 | 2026-08-02
2026-08-03 14:00 | 2026-08-03 14:02 | 2026-08-03 14:00 | d | 0.037177 | -60 | 60 | 0 | 141.769 | 143.8212 | 141.769 | 143.8212 | 0 | 0.0057005 | 0.0057005 | 0 | 2.2306 | 0 | 345 | 2026-08-02
2026-08-03 14:02 | 2026-08-03 14:02 | 2026-08-03 14:00 | u | 0.00072571 | -12 | 12 | 0 | 143.8212 | 143.8292 | 143.8212 | 143.8292 | 0 | 2.2255e-05 | 2.2255e-05 | 0 | 0.0087086 | 0 | 345 | 2026-08-02
2026-08-03 14:02 | 2026-08-03 14:15 | 2026-08-03 14:00 | 0 | 0.2121 | -36 | 36 | 0 | 143.8292 | 150.8539 | 143.8292 | 150.8539 | 0 | 0.019513 | 0.019513 | 0 | 7.6355 | 0 | 345 | 2026-08-02
2026-08-03 14:15 | 2026-08-03 14:19 | 2026-08-03 14:15 | d | 0.06128 | -24 | 24 | 0 | 150.8539 | 152.2069 | 150.8539 | 152.2069 | 0 | 0.0037585 | 0.0037585 | 0 | 1.4707 | 0 | 346 | 2026-08-02
2026-08-03 14:19 | 2026-08-03 14:30 | 2026-08-03 14:15 | 0 | 0.18872 | 0 | 0 | 0 | 152.2069 | 152.2069 | 152.2069 | 152.2069 | 0 | 0 | 0 | 0 | 0 | 0 | 346 | 2026-08-02
2026-08-03 14:30 | 2026-08-03 14:32 | 2026-08-03 14:30 | d | 0.032714 | -60 | 60 | 0 | 152.2069 | 154.0128 | 152.2069 | 154.0128 | 0 | 0.0050162 | 0.0050162 | 0 | 1.9629 | 0 | 347 | 2026-08-02
2026-08-03 14:32 | 2026-08-03 14:32 | 2026-08-03 14:30 | u | 1.7143e-05 | -12 | 12 | 0 | 154.0128 | 154.0129 | 154.0128 | 154.0129 | 0 | 5.2571e-07 | 5.2571e-07 | 0 | 0.00020571 | 0 | 347 | 2026-08-02
2026-08-03 14:32 | 2026-08-03 14:45 | 2026-08-03 14:30 | 0 | 0.21727 | -36 | 36 | 0 | 154.0129 | 161.2089 | 154.0129 | 161.2089 | 0 | 0.019989 | 0.019989 | 0 | 7.8217 | 0 | 347 | 2026-08-02
2026-08-03 14:45 | 2026-08-03 14:45 | 2026-08-03 14:45 | d | 0.0016971 | -60 | 60 | 0 | 161.2089 | 161.3026 | 161.2089 | 161.3026 | 0 | 0.00026023 | 0.00026023 | 0 | 0.10183 | 0 | 348 | 2026-08-02
2026-08-03 14:45 | 2026-08-03 14:45 | 2026-08-03 14:45 | u | 0.0013543 | -12 | 12 | 0 | 161.3026 | 161.3175 | 161.3026 | 161.3175 | 0 | 4.1531e-05 | 4.1531e-05 | 0 | 0.016251 | 0 | 348 | 2026-08-02
2026-08-03 14:45 | 2026-08-03 15:00 | 2026-08-03 14:45 | 0 | 0.24695 | -36 | 36 | 0 | 161.3175 | 169.4965 | 161.3175 | 169.4965 | 0 | 0.022719 | 0.022719 | 0 | 8.8901 | 0 | 348 | 2026-08-02
2026-08-03 15:00 | 2026-08-03 15:00 | 2026-08-03 15:00 | d | 0.00058286 | -31.4878 | 31.4878 | 0 | 169.4965 | 169.5133 | 169.4965 | 169.5133 | 0 | 4.6902e-05 | 4.6902e-05 | 0 | 0.018353 | 0 | 349 | 2026-08-02
2026-08-03 15:00 | 2026-08-03 15:00 | 2026-08-03 15:00 | u | 0.00156 | 16.5122 | 0 | 16.5122 | 169.5133 | 169.4853 | 169.5133 | 169.4853 | 0 | 7.7775e-05 | 7.7775e-05 | 0 | 0 | 0.025759 | 349 | 2026-08-02
2026-08-03 15:00 | 2026-08-03 15:15 | 2026-08-03 15:00 | 0 | 0.24786 | -7.4878 | 7.4878 | 0 | 169.4853 | 171.1928 | 169.4853 | 171.1928 | 0 | 0.0047429 | 0.0047429 | 0 | 1.8559 | 0 | 349 | 2026-08-02
2026-08-03 15:15 | 2026-08-03 15:16 | 2026-08-03 15:15 | d | 0.018611 | -23.7831 | 23.7831 | 0 | 171.1928 | 171.6 | 171.1928 | 171.6 | 0 | 0.0011312 | 0.0011312 | 0 | 0.44264 | 0 | 350 | 2026-08-02
2026-08-03 15:16 | 2026-08-03 15:16 | 2026-08-03 15:15 | u | 2.2857e-05 | 24.2169 | 0 | 24.2169 | 171.6 | 171.5994 | 171.6 | 171.5994 | 0 | 1.6713e-06 | 1.6713e-06 | 0 | 0 | 0.00055353 | 350 | 2026-08-02
2026-08-03 15:16 | 2026-08-03 15:30 | 2026-08-03 15:15 | 0 | 0.23137 | 0.21685 | 0 | 0.21685 | 171.5994 | 171.5449 | 171.5994 | 171.5449 | 0 | 0.00015149 | 0.00015149 | 0 | 0 | 0.050172 | 350 | 2026-08-02
2026-08-03 15:30 | 2026-08-03 15:30 | 2026-08-03 15:30 | d | 0.0024971 | -24 | 24 | 0 | 171.5449 | 171.6 | 171.5449 | 171.6 | 0 | 0.00015316 | 0.00015316 | 0 | 0.059931 | 0 | 351 | 2026-08-02
2026-08-03 15:30 | 2026-08-03 15:32 | 2026-08-03 15:30 | u | 0.026726 | 24 | 0 | 24 | 171.6 | 170.9028 | 171.6 | 170.9028 | 0 | 0.0019366 | 0.0019366 | 0 | 0 | 0.64142 | 351 | 2026-08-02
2026-08-03 15:32 | 2026-08-03 15:45 | 2026-08-03 15:30 | 0 | 0.22078 | 0 | 0 | 0 | 170.9028 | 170.9028 | 170.9028 | 170.9028 | 0 | 0 | 0 | 0 | 0 | 0 | 351 | 2026-08-02
2026-08-03 15:45 | 2026-08-03 15:46 | 2026-08-03 15:45 | u | 0.017063 | 24 | 0 | 24 | 170.9028 | 170.4577 | 170.9028 | 170.4577 | 0 | 0.0012364 | 0.0012364 | 0 | 0 | 0.40951 | 352 | 2026-08-02
2026-08-03 15:46 | 2026-08-03 16:00 | 2026-08-03 15:45 | 0 | 0.23294 | 0 | 0 | 0 | 170.4577 | 170.4577 | 170.4577 | 170.4577 | 0 | 0 | 0 | 0 | 0 | 0 | 352 | 2026-08-02
2026-08-03 16:00 | 2026-08-03 16:01 | 2026-08-03 16:00 | d | 0.010314 | -24.6946 | 24.6946 | 0 | 170.4577 | 170.692 | 170.4577 | 170.692 | 0 | 0.00065092 | 0.00065092 | 0 | 0.25471 | 0 | 353 | 2026-08-02
2026-08-03 16:01 | 2026-08-03 16:01 | 2026-08-03 16:00 | u | 0.00041714 | -0.69457 | 0.69457 | 0 | 170.692 | 170.6923 | 170.692 | 170.6923 | 0 | 7.4043e-07 | 7.4043e-07 | 0 | 0.00028973 | 0 | 353 | 2026-08-02
2026-08-03 16:01 | 2026-08-03 16:15 | 2026-08-03 16:00 | 0 | 0.23927 | -0.69457 | 0.69457 | 0 | 170.6923 | 170.8452 | 170.6923 | 170.8452 | 0 | 0.0004247 | 0.0004247 | 0 | 0.16619 | 0 | 353 | 2026-08-02
2026-08-03 16:15 | 2026-08-03 16:17 | 2026-08-03 16:15 | d | 0.041166 | -19.9306 | 19.9306 | 0 | 170.8452 | 171.6 | 170.8452 | 171.6 | 0 | 0.0020967 | 0.0020967 | 0 | 0.82046 | 0 | 354 | 2026-08-02
2026-08-03 16:17 | 2026-08-03 16:30 | 2026-08-03 16:15 | 0 | 0.20883 | 4.0694 | 0 | 4.0694 | 171.6 | 170.6763 | 171.6 | 170.6763 | 0 | 0.0025659 | 0.0025659 | 0 | 0 | 0.84983 | 354 | 2026-08-02
2026-08-03 16:30 | 2026-08-03 16:34 | 2026-08-03 16:30 | d | 0.066154 | -15.1774 | 15.1774 | 0 | 170.6763 | 171.6 | 170.6763 | 171.6 | 0 | 0.0025659 | 0.0025659 | 0 | 1.0041 | 0 | 355 | 2026-08-02
2026-08-03 16:34 | 2026-08-03 16:45 | 2026-08-03 16:30 | 0 | 0.18385 | 8.8226 | 0 | 8.8226 | 171.6 | 169.837 | 171.6 | 169.837 | 0 | 0.0048973 | 0.0048973 | 0 | 0 | 1.622 | 355 | 2026-08-02
2026-08-03 16:45 | 2026-08-03 16:55 | 2026-08-03 16:45 | d | 0.16358 | 36 | 0 | 36 | 169.837 | 163.4359 | 169.837 | 163.4359 | 0 | 0.017781 | 0.017781 | 0 | 0 | 5.889 | 356 | 2026-08-02
2026-08-03 16:55 | 2026-08-03 17:00 | 2026-08-03 16:45 | 0 | 0.086417 | 60 | 0 | 60 | 163.4359 | 157.8 | 163.4359 | 157.8 | 0 | 0.015655 | 0.015655 | 0 | 0 | 5.185 | 356 | 2026-08-02
2026-08-03 17:00 | 2026-08-03 17:15 | 2026-08-03 17:00 | NO_AFRR_OBLIGATION | 0.25 | -60 | 60 | 0 | 157.8 | 171.6 | 157.8 | 171.6 | 0 | 0.038333 | 0.038333 | 0 | 15 | 0 | 357 | 2026-08-02
2026-08-03 17:15 | 2026-08-03 17:30 | 2026-08-03 17:15 | NO_AFRR_OBLIGATION | 0.25 | 0 | 0 | 0 | 171.6 | 171.6 | 171.6 | 171.6 | 0 | 0 | 0 | 0 | 0 | 0 | 358 | 2026-08-02
2026-08-03 17:30 | 2026-08-03 17:45 | 2026-08-03 17:30 | NO_AFRR_OBLIGATION | 0.25 | 0 | 0 | 0 | 171.6 | 171.6 | 171.6 | 171.6 | 0 | 0 | 0 | 0 | 0 | 0 | 359 | 2026-08-02
2026-08-03 17:45 | 2026-08-03 18:00 | 2026-08-03 17:45 | NO_AFRR_OBLIGATION | 0.25 | 38.3499 | 0 | 38.3499 | 171.6 | 161.1788 | 171.6 | 161.1788 | 0 | 0.028948 | 0.028948 | 0 | 0 | 9.5875 | 360 | 2026-08-02
2026-08-03 18:00 | 2026-08-03 18:04 | 2026-08-03 18:00 | d | 0.067097 | -60 | 60 | 0 | 161.1788 | 164.8826 | 161.1788 | 164.8826 | 0 | 0.010288 | 0.010288 | 0 | 4.0258 | 0 | 361 | 2026-08-02
2026-08-03 18:04 | 2026-08-03 18:15 | 2026-08-03 18:00 | 0 | 0.1829 | -36 | 36 | 0 | 164.8826 | 170.9403 | 164.8826 | 170.9403 | 0 | 0.016827 | 0.016827 | 0 | 6.5845 | 0 | 361 | 2026-08-02
2026-08-03 18:15 | 2026-08-03 18:17 | 2026-08-03 18:15 | d | 0.02852 | -25.1413 | 25.1413 | 0 | 170.9403 | 171.6 | 170.9403 | 171.6 | 0 | 0.0018324 | 0.0018324 | 0 | 0.71703 | 0 | 362 | 2026-08-02
2026-08-03 18:17 | 2026-08-03 18:17 | 2026-08-03 18:15 | u | 0.0090286 | 22.8587 | 0 | 22.8587 | 171.6 | 171.3757 | 171.6 | 171.3757 | 0 | 0.00062313 | 0.00062313 | 0 | 0 | 0.20638 | 362 | 2026-08-02
2026-08-03 18:17 | 2026-08-03 18:30 | 2026-08-03 18:15 | 0 | 0.21245 | -1.1413 | 1.1413 | 0 | 171.3757 | 171.5987 | 171.3757 | 171.5987 | 0 | 0.00061964 | 0.00061964 | 0 | 0.24247 | 0 | 362 | 2026-08-02
2026-08-03 18:30 | 2026-08-03 18:30 | 2026-08-03 18:30 | d | 4.5714e-05 | -29.9098 | 29.9098 | 0 | 171.5987 | 171.6 | 171.5987 | 171.6 | 0 | 3.4942e-06 | 3.4942e-06 | 0 | 0.0013673 | 0 | 363 | 2026-08-02
2026-08-03 18:30 | 2026-08-03 18:33 | 2026-08-03 18:30 | u | 0.054143 | 18.0902 | 0 | 18.0902 | 171.6 | 170.5354 | 171.6 | 170.5354 | 0 | 0.0029573 | 0.0029573 | 0 | 0 | 0.97946 | 363 | 2026-08-02
2026-08-03 18:33 | 2026-08-03 18:45 | 2026-08-03 18:30 | 0 | 0.19581 | -5.9098 | 5.9098 | 0 | 170.5354 | 171.6 | 170.5354 | 171.6 | 0 | 0.0029573 | 0.0029573 | 0 | 1.1572 | 0 | 363 | 2026-08-02
2026-08-03 18:45 | 2026-08-03 18:54 | 2026-08-03 18:45 | u | 0.15629 | 14.118 | 0 | 14.118 | 171.6 | 169.2016 | 171.6 | 169.2016 | 0 | 0.0066622 | 0.0066622 | 0 | 0 | 2.2065 | 364 | 2026-08-02
2026-08-03 18:54 | 2026-08-03 19:00 | 2026-08-03 18:45 | 0 | 0.093709 | -9.882 | 9.882 | 0 | 169.2016 | 170.0536 | 169.2016 | 170.0536 | 0 | 0.0023665 | 0.0023665 | 0 | 0.92603 | 0 | 364 | 2026-08-02
2026-08-03 19:00 | 2026-08-03 19:00 | 2026-08-03 19:00 | d | 0.0081143 | -24 | 24 | 0 | 170.0536 | 170.2327 | 170.0536 | 170.2327 | 0 | 0.00049768 | 0.00049768 | 0 | 0.19474 | 0 | 365 | 2026-08-02
2026-08-03 19:00 | 2026-08-03 19:02 | 2026-08-03 19:00 | u | 0.028646 | 24 | 0 | 24 | 170.2327 | 169.4854 | 170.2327 | 169.4854 | 0 | 0.0020758 | 0.0020758 | 0 | 0 | 0.6875 | 365 | 2026-08-02
2026-08-03 19:02 | 2026-08-03 19:15 | 2026-08-03 19:00 | 0 | 0.21324 | 0 | 0 | 0 | 169.4854 | 169.4854 | 169.4854 | 169.4854 | 0 | 0 | 0 | 0 | 0 | 0 | 365 | 2026-08-02
2026-08-03 19:15 | 2026-08-03 19:19 | 2026-08-03 19:15 | u | 0.06312 | 24 | 0 | 24 | 169.4854 | 167.8388 | 169.4854 | 167.8388 | 0 | 0.0045739 | 0.0045739 | 0 | 0 | 1.5149 | 366 | 2026-08-02
2026-08-03 19:19 | 2026-08-03 19:30 | 2026-08-03 19:15 | 0 | 0.18688 | 0 | 0 | 0 | 167.8388 | 167.8388 | 167.8388 | 167.8388 | 0 | 0 | 0 | 0 | 0 | 0 | 366 | 2026-08-02
2026-08-03 19:30 | 2026-08-03 19:35 | 2026-08-03 19:30 | u | 0.079657 | 0 | 0 | 0 | 167.8388 | 167.8388 | 167.8388 | 167.8388 | 0 | 0 | 0 | 0 | 0 | 0 | 367 | 2026-08-02
2026-08-03 19:35 | 2026-08-03 19:45 | 2026-08-03 19:30 | 0 | 0.17034 | -24 | 24 | 0 | 167.8388 | 171.6 | 167.8388 | 171.6 | 0 | 0.010448 | 0.010448 | 0 | 4.0882 | 0 | 367 | 2026-08-02
2026-08-03 19:45 | 2026-08-03 19:48 | 2026-08-03 19:45 | u | 0.054434 | 60 | 0 | 60 | 171.6 | 168.0499 | 171.6 | 168.0499 | 0 | 0.0098613 | 0.0098613 | 0 | 0 | 3.2661 | 368 | 2026-08-02
2026-08-03 19:48 | 2026-08-03 20:00 | 2026-08-03 19:45 | 0 | 0.19557 | 36 | 0 | 36 | 168.0499 | 160.3974 | 168.0499 | 160.3974 | 0 | 0.021257 | 0.021257 | 0 | 0 | 7.0404 | 368 | 2026-08-02
2026-08-03 20:00 | 2026-08-03 20:03 | 2026-08-03 20:00 | u | 0.0482 | -76 | 76 | 0 | 160.3974 | 163.7675 | 160.3974 | 163.7675 | 0 | 0.0093615 | 0.0093615 | 0 | 3.6632 | 0 | 369 | 2026-08-02
2026-08-03 20:03 | 2026-08-03 20:15 | 2026-08-03 20:00 | 0 | 0.2018 | -76 | 76 | 0 | 163.7675 | 177.8774 | 163.7675 | 177.8774 | 0 | 0.039194 | 0.039194 | 0 | 15.3368 | 0 | 369 | 2026-08-02
2026-08-03 20:15 | 2026-08-03 20:17 | 2026-08-03 20:15 | u | 0.033029 | 37.8041 | 0 | 37.8041 | 177.8774 | 176.5202 | 177.8774 | 176.5202 | 0 | 0.00377 | 0.00377 | 0 | 0 | 1.2486 | 370 | 2026-08-02
2026-08-03 20:17 | 2026-08-03 20:30 | 2026-08-03 20:15 | 0 | 0.21697 | 37.8041 | 0 | 37.8041 | 176.5202 | 167.6045 | 176.5202 | 167.6045 | 0 | 0.024766 | 0.024766 | 0 | 0 | 8.2024 | 370 | 2026-08-02
2026-08-03 20:30 | 2026-08-03 20:32 | 2026-08-03 20:30 | u | 0.040417 | 100 | 0 | 100 | 167.6045 | 163.2114 | 167.6045 | 163.2114 | 0 | 0.012203 | 0.012203 | 0 | 0 | 4.0417 | 371 | 2026-08-02
2026-08-03 20:32 | 2026-08-03 20:45 | 2026-08-03 20:30 | 0 | 0.20958 | 100 | 0 | 100 | 163.2114 | 140.4306 | 163.2114 | 140.4306 | 0 | 0.06328 | 0.06328 | 0 | 0 | 20.9583 | 371 | 2026-08-02
2026-08-03 20:45 | 2026-08-03 20:45 | 2026-08-03 20:45 | d | 6.2857e-05 | 76 | 0 | 76 | 140.4306 | 140.4254 | 140.4306 | 140.4254 | 0 | 1.4424e-05 | 1.4424e-05 | 0 | 0 | 0.0047771 | 372 | 2026-08-02
2026-08-03 20:45 | 2026-08-03 20:46 | 2026-08-03 20:45 | u | 0.017857 | 100 | 0 | 100 | 140.4254 | 138.4844 | 140.4254 | 138.4844 | 0 | 0.0053916 | 0.0053916 | 0 | 0 | 1.7857 | 372 | 2026-08-02
2026-08-03 20:46 | 2026-08-03 21:00 | 2026-08-03 20:45 | 0 | 0.23208 | 100 | 0 | 100 | 138.4844 | 113.2583 | 138.4844 | 113.2583 | 0 | 0.070072 | 0.070072 | 0 | 0 | 23.208 | 372 | 2026-08-02
2026-08-03 21:00 | 2026-08-03 21:00 | 2026-08-03 21:00 | d | 9.7143e-05 | 76 | 0 | 76 | 113.2583 | 113.2503 | 113.2583 | 113.2503 | 0 | 2.2291e-05 | 2.2291e-05 | 0 | 0 | 0.0073829 | 373 | 2026-08-02
2026-08-03 21:00 | 2026-08-03 21:01 | 2026-08-03 21:00 | u | 0.01016 | 100 | 0 | 100 | 113.2503 | 112.146 | 113.2503 | 112.146 | 0 | 0.0030676 | 0.0030676 | 0 | 0 | 1.016 | 373 | 2026-08-02
2026-08-03 21:01 | 2026-08-03 21:15 | 2026-08-03 21:00 | 0 | 0.23974 | 100 | 0 | 100 | 112.146 | 86.087 | 112.146 | 86.087 | 0 | 0.072386 | 0.072386 | 0 | 0 | 23.9743 | 373 | 2026-08-02
2026-08-03 21:15 | 2026-08-03 21:21 | 2026-08-03 21:15 | u | 0.10211 | 100 | 0 | 100 | 86.087 | 74.9876 | 86.087 | 74.9876 | 0 | 0.030832 | 0.030832 | 0 | 0 | 10.2114 | 374 | 2026-08-02
2026-08-03 21:21 | 2026-08-03 21:30 | 2026-08-03 21:15 | 0 | 0.14789 | 100 | 0 | 100 | 74.9876 | 58.913 | 74.9876 | 58.913 | 0 | 0.044651 | 0.044651 | 0 | 0 | 14.7886 | 374 | 2026-08-02
2026-08-03 21:30 | 2026-08-03 21:34 | 2026-08-03 21:30 | u | 0.0734 | 100 | 0 | 100 | 58.913 | 50.9348 | 58.913 | 50.9348 | 0 | 0.022162 | 0.022162 | 0 | 0 | 7.34 | 375 | 2026-08-02
2026-08-03 21:34 | 2026-08-03 21:45 | 2026-08-03 21:30 | 0 | 0.1766 | 100 | 0 | 100 | 50.9348 | 31.7391 | 50.9348 | 31.7391 | 0 | 0.053321 | 0.053321 | 0 | 0 | 17.66 | 375 | 2026-08-02
2026-08-03 21:45 | 2026-08-03 21:51 | 2026-08-03 21:45 | u | 0.093349 | 0 | 0 | 0 | 31.7391 | 31.7391 | 31.7391 | 31.7391 | 0 | 0 | 0 | 0 | 0 | 0 | 376 | 2026-08-02
2026-08-03 21:51 | 2026-08-03 22:00 | 2026-08-03 21:45 | 0 | 0.15665 | 0 | 0 | 0 | 31.7391 | 31.7391 | 31.7391 | 31.7391 | 0 | 0 | 0 | 0 | 0 | 0 | 376 | 2026-08-02
2026-08-03 22:00 | 2026-08-03 22:06 | 2026-08-03 22:00 | u | 0.09528 | 0 | 0 | 0 | 31.7391 | 31.7391 | 31.7391 | 31.7391 | 0 | 0 | 0 | 0 | 0 | 0 | 377 | 2026-08-02
2026-08-03 22:06 | 2026-08-03 22:15 | 2026-08-03 22:00 | 0 | 0.15472 | 0 | 0 | 0 | 31.7391 | 31.7391 | 31.7391 | 31.7391 | 0 | 0 | 0 | 0 | 0 | 0 | 377 | 2026-08-02
2026-08-03 22:15 | 2026-08-03 22:21 | 2026-08-03 22:15 | u | 0.10033 | 0 | 0 | 0 | 31.7391 | 31.7391 | 31.7391 | 31.7391 | 0 | 0 | 0 | 0 | 0 | 0 | 378 | 2026-08-02
2026-08-03 22:21 | 2026-08-03 22:30 | 2026-08-03 22:15 | 0 | 0.14967 | 0 | 0 | 0 | 31.7391 | 31.7391 | 31.7391 | 31.7391 | 0 | 0 | 0 | 0 | 0 | 0 | 378 | 2026-08-02
2026-08-03 22:30 | 2026-08-03 22:34 | 2026-08-03 22:30 | u | 0.0624 | 0 | 0 | 0 | 31.7391 | 31.7391 | 31.7391 | 31.7391 | 0 | 0 | 0 | 0 | 0 | 0 | 379 | 2026-08-02
2026-08-03 22:34 | 2026-08-03 22:45 | 2026-08-03 22:30 | 0 | 0.1876 | 0 | 0 | 0 | 31.7391 | 31.7391 | 31.7391 | 31.7391 | 0 | 0 | 0 | 0 | 0 | 0 | 379 | 2026-08-02
2026-08-03 22:45 | 2026-08-03 22:48 | 2026-08-03 22:45 | u | 0.047143 | 0 | 0 | 0 | 31.7391 | 31.7391 | 31.7391 | 31.7391 | 0 | 0 | 0 | 0 | 0 | 0 | 380 | 2026-08-02
2026-08-03 22:48 | 2026-08-03 23:00 | 2026-08-03 22:45 | 0 | 0.20286 | 0 | 0 | 0 | 31.7391 | 31.7391 | 31.7391 | 31.7391 | 0 | 0 | 0 | 0 | 0 | 0 | 380 | 2026-08-02
2026-08-03 23:00 | 2026-08-03 23:08 | 2026-08-03 23:00 | u | 0.13875 | 0 | 0 | 0 | 31.7391 | 31.7391 | 31.7391 | 31.7391 | 0 | 0 | 0 | 0 | 0 | 0 | 381 | 2026-08-02
2026-08-03 23:08 | 2026-08-03 23:15 | 2026-08-03 23:00 | 0 | 0.11125 | -24 | 24 | 0 | 31.7391 | 34.1954 | 31.7391 | 34.1954 | 0 | 0.0068231 | 0.0068231 | 0 | 2.6699 | 0 | 381 | 2026-08-02
2026-08-03 23:15 | 2026-08-03 23:19 | 2026-08-03 23:15 | u | 0.06488 | 23.1083 | 0 | 23.1083 | 34.1954 | 32.5658 | 34.1954 | 32.5658 | 0 | 0.0045268 | 0.0045268 | 0 | 0 | 1.4993 | 382 | 2026-08-02
2026-08-03 23:19 | 2026-08-03 23:30 | 2026-08-03 23:15 | 0 | 0.18512 | -0.89167 | 0.89167 | 0 | 32.5658 | 32.7177 | 32.5658 | 32.7177 | 0 | 0.00042184 | 0.00042184 | 0 | 0.16507 | 0 | 382 | 2026-08-02
2026-08-03 23:30 | 2026-08-03 23:32 | 2026-08-03 23:30 | u | 0.040617 | 22.1641 | 0 | 22.1641 | 32.7177 | 31.7391 | 32.7177 | 31.7391 | 0 | 0.0027181 | 0.0027181 | 0 | 0 | 0.90024 | 383 | 2026-08-02
2026-08-03 23:32 | 2026-08-03 23:45 | 2026-08-03 23:30 | 0 | 0.20938 | -1.8359 | 1.8359 | 0 | 31.7391 | 32.0928 | 31.7391 | 32.0928 | 0 | 0.00098235 | 0.00098235 | 0 | 0.3844 | 0 | 383 | 2026-08-02
2026-08-03 23:45 | 2026-08-03 23:45 | 2026-08-03 23:45 | d | 0.0057429 | -24 | 24 | 0 | 32.0928 | 32.2196 | 32.0928 | 32.2196 | 0 | 0.00035223 | 0.00035223 | 0 | 0.13783 | 0 | 384 | 2026-08-02
2026-08-03 23:45 | 2026-08-03 23:46 | 2026-08-03 23:45 | u | 0.018417 | 24 | 0 | 24 | 32.2196 | 31.7391 | 32.2196 | 31.7391 | 0 | 0.0013346 | 0.0013346 | 0 | 0 | 0.44201 | 384 | 2026-08-02
2026-08-03 23:46 | 2026-08-04 | 2026-08-03 23:45 | 0 | 0.22584 | 0 | 0 | 0 | 31.7391 | 31.7391 | 31.7391 | 31.7391 | 0 | 0 | 0 | 0 | 0 | 0 | 384 | 2026-08-02

## 订单与窗口
求解窗口、订单来源与容量上限
订单变量为模型选择的中标预留量，不是完整报价曲线。时刻为研究时表，不声称已核定实际招标时间。
8月1日订单承接7月31日冻结，8月2日订单由8月1日冻结。残值仅用于规划目标。
窗口起日 | 事务序号 | 起SOC MWh | 当日期末SOC | 两日期末SOC | 两日计划现金EUR | 窗口残值EUR | 目标复算EUR | 原目标EUR | 目标差异EUR | 变量数 | 整数数 | 二元数 | 约束数 | Gap | 状态
2026-08-01 | 577 | 31.7391 | 31.7391 | 31.7391 | 208618.5523 | 2390.1375 | 211008.6898 | 211008.6898 | 0 | 882 | 72 | 238 | 1717 | 0% | PASS
2026-08-02 | 578 | 31.7391 | 31.7391 | 31.7391 | 225814.364 | 3553.475 | 229367.839 | 229367.839 | -2.6193e-10 | 812 | 68 | 216 | 1583 | 0.0005417% | PASS
窗口起日 | 产品 | 交付起点 Bucharest | 交付终点 Bucharest | 订单来源 | 中标预留MW | 最终上限MW | 月份额 | 系统需求MW | 份额形成上限MW | 关闸 Bucharest | 结果时刻 Bucharest | 门禁原因 | 份额来源状态 | 参考月份 | 订单ID | 原承诺状态 | 交付起点UTC | FCR单元分配MW | 事务SHA256
2026-08-01 | DA | 2026-08-01 | 2026-08-01 00:15 | 前窗已冻结 | -24 | 100 |  |  |  | 2026-07-31 13:00 | 2026-07-31 14:00 | VALID |  |  | DA¦2026-07-31_93 | NEW | 46234.875 |  | 10b325e0140f46889e96a19ebb3faf17875960cdcb01af867bba8c23ff3ddf32
2026-08-01 | F | 2026-08-01 | 2026-08-01 01:00 | 前窗已冻结 | 40 | 40 | 31.25% | 128 | 40 | 2026-07-31 09:00 | 2026-07-31 10:00 | VALID | calibrated_PETROM_full_month_P90 | 2026-08 | F¦2026-07-31T21:00:00Z | NEW | 46234.875 | 20, 20, 0, 0, 0 | 10b325e0140f46889e96a19ebb3faf17875960cdcb01af867bba8c23ff3ddf32
2026-08-01 | d | 2026-08-01 | 2026-08-01 01:00 | 前窗已冻结 | 24 | 24 | 13.71% | 175 | 24 | 2026-07-31 09:00 | 2026-07-31 10:00 | VALID | calibrated_directional_minimum_full_month | 2026-08 | d¦2026-07-31T21:00:00Z | NEW | 46234.875 |  | 10b325e0140f46889e96a19ebb3faf17875960cdcb01af867bba8c23ff3ddf32
2026-08-01 | u | 2026-08-01 | 2026-08-01 01:00 | 前窗已冻结 | 24 | 24 | 13.71% | 175 | 24 | 2026-07-31 09:00 | 2026-07-31 10:00 | VALID | calibrated_directional_minimum_full_month | 2026-08 | u¦2026-07-31T21:00:00Z | NEW | 46234.875 |  | 10b325e0140f46889e96a19ebb3faf17875960cdcb01af867bba8c23ff3ddf32
2026-08-01 | DA | 2026-08-01 00:15 | 2026-08-01 00:30 | 前窗已冻结 | 0 | 100 |  |  |  | 2026-07-31 13:00 | 2026-07-31 14:00 | VALID |  |  | DA¦2026-07-31_94 | NEW | 46234.8854 |  | 10b325e0140f46889e96a19ebb3faf17875960cdcb01af867bba8c23ff3ddf32
2026-08-01 | DA | 2026-08-01 00:30 | 2026-08-01 00:45 | 前窗已冻结 | -24 | 100 |  |  |  | 2026-07-31 13:00 | 2026-07-31 14:00 | VALID |  |  | DA¦2026-07-31_95 | NEW | 46234.8958 |  | 10b325e0140f46889e96a19ebb3faf17875960cdcb01af867bba8c23ff3ddf32
2026-08-01 | DA | 2026-08-01 00:45 | 2026-08-01 01:00 | 前窗已冻结 | -24 | 100 |  |  |  | 2026-07-31 13:00 | 2026-07-31 14:00 | VALID |  |  | DA¦2026-07-31_96 | NEW | 46234.9062 |  | 10b325e0140f46889e96a19ebb3faf17875960cdcb01af867bba8c23ff3ddf32
2026-08-01 | DA | 2026-08-01 01:00 | 2026-08-01 01:15 | 前窗已冻结 | 20.3384 | 100 |  |  |  | 2026-07-31 13:00 | 2026-07-31 14:00 | VALID |  |  | DA¦2026-08-01_1 | NEW | 46234.9167 |  | 10b325e0140f46889e96a19ebb3faf17875960cdcb01af867bba8c23ff3ddf32
2026-08-01 | F | 2026-08-01 01:00 | 2026-08-01 02:00 | 前窗已冻结 | 40 | 40 | 31.25% | 128 | 40 | 2026-07-31 09:00 | 2026-07-31 10:00 | VALID | calibrated_PETROM_full_month_P90 | 2026-08 | F¦2026-07-31T22:00:00Z | NEW | 46234.9167 | 20, 20, 0, 0, 0 | 10b325e0140f46889e96a19ebb3faf17875960cdcb01af867bba8c23ff3ddf32
2026-08-01 | d | 2026-08-01 01:00 | 2026-08-01 02:00 | 前窗已冻结 | 24 | 24 | 13.71% | 175 | 24 | 2026-07-31 09:00 | 2026-07-31 10:00 | VALID | calibrated_directional_minimum_full_month | 2026-08 | d¦2026-07-31T22:00:00Z | NEW | 46234.9167 |  | 10b325e0140f46889e96a19ebb3faf17875960cdcb01af867bba8c23ff3ddf32
2026-08-01 | u | 2026-08-01 01:00 | 2026-08-01 02:00 | 前窗已冻结 | 24 | 24 | 13.71% | 175 | 24 | 2026-07-31 09:00 | 2026-07-31 10:00 | VALID | calibrated_directional_minimum_full_month | 2026-08 | u¦2026-07-31T22:00:00Z | NEW | 46234.9167 |  | 10b325e0140f46889e96a19ebb3faf17875960cdcb01af867bba8c23ff3ddf32
2026-08-01 | DA | 2026-08-01 01:15 | 2026-08-01 01:30 | 前窗已冻结 | 0 | 100 |  |  |  | 2026-07-31 13:00 | 2026-07-31 14:00 | VALID |  |  | DA¦2026-08-01_2 | NEW | 46234.9271 |  | 10b325e0140f46889e96a19ebb3faf17875960cdcb01af867bba8c23ff3ddf32
2026-08-01 | DA | 2026-08-01 01:30 | 2026-08-01 01:45 | 前窗已冻结 | 0 | 100 |  |  |  | 2026-07-31 13:00 | 2026-07-31 14:00 | VALID |  |  | DA¦2026-08-01_3 | NEW | 46234.9375 |  | 10b325e0140f46889e96a19ebb3faf17875960cdcb01af867bba8c23ff3ddf32
2026-08-01 | DA | 2026-08-01 01:45 | 2026-08-01 02:00 | 前窗已冻结 | -24 | 100 |  |  |  | 2026-07-31 13:00 | 2026-07-31 14:00 | VALID |  |  | DA¦2026-08-01_4 | NEW | 46234.9479 |  | 10b325e0140f46889e96a19ebb3faf17875960cdcb01af867bba8c23ff3ddf32
2026-08-01 | DA | 2026-08-01 02:00 | 2026-08-01 02:15 | 前窗已冻结 | 0 | 100 |  |  |  | 2026-07-31 13:00 | 2026-07-31 14:00 | VALID |  |  | DA¦2026-08-01_5 | NEW | 46234.9583 |  | 10b325e0140f46889e96a19ebb3faf17875960cdcb01af867bba8c23ff3ddf32
2026-08-01 | F | 2026-08-01 02:00 | 2026-08-01 03:00 | 前窗已冻结 | 40 | 40 | 31.25% | 128 | 40 | 2026-07-31 09:00 | 2026-07-31 10:00 | VALID | calibrated_PETROM_full_month_P90 | 2026-08 | F¦2026-07-31T23:00:00Z | NEW | 46234.9583 | 20, 20, 0, 0, 0 | 10b325e0140f46889e96a19ebb3faf17875960cdcb01af867bba8c23ff3ddf32
2026-08-01 | d | 2026-08-01 02:00 | 2026-08-01 03:00 | 前窗已冻结 | 24 | 24 | 13.71% | 175 | 24 | 2026-07-31 09:00 | 2026-07-31 10:00 | VALID | calibrated_directional_minimum_full_month | 2026-08 | d¦2026-07-31T23:00:00Z | NEW | 46234.9583 |  | 10b325e0140f46889e96a19ebb3faf17875960cdcb01af867bba8c23ff3ddf32
2026-08-01 | u | 2026-08-01 02:00 | 2026-08-01 03:00 | 前窗已冻结 | 24 | 24 | 13.71% | 175 | 24 | 2026-07-31 09:00 | 2026-07-31 10:00 | VALID | calibrated_directional_minimum_full_month | 2026-08 | u¦2026-07-31T23:00:00Z | NEW | 46234.9583 |  | 10b325e0140f46889e96a19ebb3faf17875960cdcb01af867bba8c23ff3ddf32
2026-08-01 | DA | 2026-08-01 02:15 | 2026-08-01 02:30 | 前窗已冻结 | 0 | 100 |  |  |  | 2026-07-31 13:00 | 2026-07-31 14:00 | VALID |  |  | DA¦2026-08-01_6 | NEW | 46234.9688 |  | 10b325e0140f46889e96a19ebb3faf17875960cdcb01af867bba8c23ff3ddf32
2026-08-01 | DA | 2026-08-01 02:30 | 2026-08-01 02:45 | 前窗已冻结 | -1.0888 | 100 |  |  |  | 2026-07-31 13:00 | 2026-07-31 14:00 | VALID |  |  | DA¦2026-08-01_7 | NEW | 46234.9792 |  | 10b325e0140f46889e96a19ebb3faf17875960cdcb01af867bba8c23ff3ddf32
2026-08-01 | DA | 2026-08-01 02:45 | 2026-08-01 03:00 | 前窗已冻结 | -4.2701 | 100 |  |  |  | 2026-07-31 13:00 | 2026-07-31 14:00 | VALID |  |  | DA¦2026-08-01_8 | NEW | 46234.9896 |  | 10b325e0140f46889e96a19ebb3faf17875960cdcb01af867bba8c23ff3ddf32
2026-08-01 | DA | 2026-08-01 03:00 | 2026-08-01 03:15 | 前窗已冻结 | -16.3164 | 100 |  |  |  | 2026-07-31 13:00 | 2026-07-31 14:00 | VALID |  |  | DA¦2026-08-01_9 | NEW | 46235 |  | 10b325e0140f46889e96a19ebb3faf17875960cdcb01af867bba8c23ff3ddf32
2026-08-01 | F | 2026-08-01 03:00 | 2026-08-01 04:00 | 前窗已冻结 | 40 | 40 | 31.25% | 128 | 40 | 2026-07-31 09:00 | 2026-07-31 10:00 | VALID | calibrated_PETROM_full_month_P90 | 2026-08 | F¦2026-08-01T00:00:00Z | NEW | 46235 | 20, 20, 0, 0, 0 | 10b325e0140f46889e96a19ebb3faf17875960cdcb01af867bba8c23ff3ddf32
2026-08-01 | d | 2026-08-01 03:00 | 2026-08-01 04:00 | 前窗已冻结 | 24 | 24 | 13.71% | 175 | 24 | 2026-07-31 09:00 | 2026-07-31 10:00 | VALID | calibrated_directional_minimum_full_month | 2026-08 | d¦2026-08-01T00:00:00Z | NEW | 46235 |  | 10b325e0140f46889e96a19ebb3faf17875960cdcb01af867bba8c23ff3ddf32
2026-08-01 | u | 2026-08-01 03:00 | 2026-08-01 04:00 | 前窗已冻结 | 24 | 24 | 13.71% | 175 | 24 | 2026-07-31 09:00 | 2026-07-31 10:00 | VALID | calibrated_directional_minimum_full_month | 2026-08 | u¦2026-08-01T00:00:00Z | NEW | 46235 |  | 10b325e0140f46889e96a19ebb3faf17875960cdcb01af867bba8c23ff3ddf32
2026-08-01 | DA | 2026-08-01 03:15 | 2026-08-01 03:30 | 前窗已冻结 | -24 | 100 |  |  |  | 2026-07-31 13:00 | 2026-07-31 14:00 | VALID |  |  | DA¦2026-08-01_10 | NEW | 46235.0104 |  | 10b325e0140f46889e96a19ebb3faf17875960cdcb01af867bba8c23ff3ddf32
2026-08-01 | DA | 2026-08-01 03:30 | 2026-08-01 03:45 | 前窗已冻结 | -24 | 100 |  |  |  | 2026-07-31 13:00 | 2026-07-31 14:00 | VALID |  |  | DA¦2026-08-01_11 | NEW | 46235.0208 |  | 10b325e0140f46889e96a19ebb3faf17875960cdcb01af867bba8c23ff3ddf32
2026-08-01 | DA | 2026-08-01 03:45 | 2026-08-01 04:00 | 前窗已冻结 | -24 | 100 |  |  |  | 2026-07-31 13:00 | 2026-07-31 14:00 | VALID |  |  | DA¦2026-08-01_12 | NEW | 46235.0312 |  | 10b325e0140f46889e96a19ebb3faf17875960cdcb01af867bba8c23ff3ddf32
2026-08-01 | DA | 2026-08-01 04:00 | 2026-08-01 04:15 | 前窗已冻结 | 0 | 100 |  |  |  | 2026-07-31 13:00 | 2026-07-31 14:00 | VALID |  |  | DA¦2026-08-01_13 | NEW | 46235.0417 |  | 10b325e0140f46889e96a19ebb3faf17875960cdcb01af867bba8c23ff3ddf32
2026-08-01 | F | 2026-08-01 04:00 | 2026-08-01 05:00 | 前窗已冻结 | 40 | 40 | 31.25% | 128 | 40 | 2026-07-31 09:00 | 2026-07-31 10:00 | VALID | calibrated_PETROM_full_month_P90 | 2026-08 | F¦2026-08-01T01:00:00Z | NEW | 46235.0417 | 20, 20, 0, 0, 0 | 10b325e0140f46889e96a19ebb3faf17875960cdcb01af867bba8c23ff3ddf32
2026-08-01 | d | 2026-08-01 04:00 | 2026-08-01 05:00 | 前窗已冻结 | 24 | 24 | 13.71% | 175 | 24 | 2026-07-31 09:00 | 2026-07-31 10:00 | VALID | calibrated_directional_minimum_full_month | 2026-08 | d¦2026-08-01T01:00:00Z | NEW | 46235.0417 |  | 10b325e0140f46889e96a19ebb3faf17875960cdcb01af867bba8c23ff3ddf32
2026-08-01 | u | 2026-08-01 04:00 | 2026-08-01 05:00 | 前窗已冻结 | 24 | 24 | 13.71% | 175 | 24 | 2026-07-31 09:00 | 2026-07-31 10:00 | VALID | calibrated_directional_minimum_full_month | 2026-08 | u¦2026-08-01T01:00:00Z | NEW | 46235.0417 |  | 10b325e0140f46889e96a19ebb3faf17875960cdcb01af867bba8c23ff3ddf32
2026-08-01 | DA | 2026-08-01 04:15 | 2026-08-01 04:30 | 前窗已冻结 | -24 | 100 |  |  |  | 2026-07-31 13:00 | 2026-07-31 14:00 | VALID |  |  | DA¦2026-08-01_14 | NEW | 46235.0521 |  | 10b325e0140f46889e96a19ebb3faf17875960cdcb01af867bba8c23ff3ddf32
2026-08-01 | DA | 2026-08-01 04:30 | 2026-08-01 04:45 | 前窗已冻结 | 0 | 100 |  |  |  | 2026-07-31 13:00 | 2026-07-31 14:00 | VALID |  |  | DA¦2026-08-01_15 | NEW | 46235.0625 |  | 10b325e0140f46889e96a19ebb3faf17875960cdcb01af867bba8c23ff3ddf32
2026-08-01 | DA | 2026-08-01 04:45 | 2026-08-01 05:00 | 前窗已冻结 | 0 | 100 |  |  |  | 2026-07-31 13:00 | 2026-07-31 14:00 | VALID |  |  | DA¦2026-08-01_16 | NEW | 46235.0729 |  | 10b325e0140f46889e96a19ebb3faf17875960cdcb01af867bba8c23ff3ddf32
2026-08-01 | DA | 2026-08-01 05:00 | 2026-08-01 05:15 | 前窗已冻结 | 0 | 100 |  |  |  | 2026-07-31 13:00 | 2026-07-31 14:00 | VALID |  |  | DA¦2026-08-01_17 | NEW | 46235.0833 |  | 10b325e0140f46889e96a19ebb3faf17875960cdcb01af867bba8c23ff3ddf32
2026-08-01 | F | 2026-08-01 05:00 | 2026-08-01 06:00 | 前窗已冻结 | 40 | 40 | 31.25% | 128 | 40 | 2026-07-31 09:00 | 2026-07-31 10:00 | VALID | calibrated_PETROM_full_month_P90 | 2026-08 | F¦2026-08-01T02:00:00Z | NEW | 46235.0833 | 20, 20, 0, 0, 0 | 10b325e0140f46889e96a19ebb3faf17875960cdcb01af867bba8c23ff3ddf32
2026-08-01 | d | 2026-08-01 05:00 | 2026-08-01 06:00 | 前窗已冻结 | 24 | 24 | 13.71% | 175 | 24 | 2026-07-31 09:00 | 2026-07-31 10:00 | VALID | calibrated_directional_minimum_full_month | 2026-08 | d¦2026-08-01T02:00:00Z | NEW | 46235.0833 |  | 10b325e0140f46889e96a19ebb3faf17875960cdcb01af867bba8c23ff3ddf32
2026-08-01 | u | 2026-08-01 05:00 | 2026-08-01 06:00 | 前窗已冻结 | 24 | 24 | 13.71% | 175 | 24 | 2026-07-31 09:00 | 2026-07-31 10:00 | VALID | calibrated_directional_minimum_full_month | 2026-08 | u¦2026-08-01T02:00:00Z | NEW | 46235.0833 |  | 10b325e0140f46889e96a19ebb3faf17875960cdcb01af867bba8c23ff3ddf32
2026-08-01 | DA | 2026-08-01 05:15 | 2026-08-01 05:30 | 前窗已冻结 | 0 | 100 |  |  |  | 2026-07-31 13:00 | 2026-07-31 14:00 | VALID |  |  | DA¦2026-08-01_18 | NEW | 46235.0938 |  | 10b325e0140f46889e96a19ebb3faf17875960cdcb01af867bba8c23ff3ddf32
2026-08-01 | DA | 2026-08-01 05:30 | 2026-08-01 05:45 | 前窗已冻结 | -24 | 100 |  |  |  | 2026-07-31 13:00 | 2026-07-31 14:00 | VALID |  |  | DA¦2026-08-01_19 | NEW | 46235.1042 |  | 10b325e0140f46889e96a19ebb3faf17875960cdcb01af867bba8c23ff3ddf32
2026-08-01 | DA | 2026-08-01 05:45 | 2026-08-01 06:00 | 前窗已冻结 | -24 | 100 |  |  |  | 2026-07-31 13:00 | 2026-07-31 14:00 | VALID |  |  | DA¦2026-08-01_20 | NEW | 46235.1146 |  | 10b325e0140f46889e96a19ebb3faf17875960cdcb01af867bba8c23ff3ddf32
2026-08-01 | DA | 2026-08-01 06:00 | 2026-08-01 06:15 | 前窗已冻结 | -24 | 100 |  |  |  | 2026-07-31 13:00 | 2026-07-31 14:00 | VALID |  |  | DA¦2026-08-01_21 | NEW | 46235.125 |  | 10b325e0140f46889e96a19ebb3faf17875960cdcb01af867bba8c23ff3ddf32
2026-08-01 | F | 2026-08-01 06:00 | 2026-08-01 07:00 | 前窗已冻结 | 40 | 40 | 31.25% | 128 | 40 | 2026-07-31 09:00 | 2026-07-31 10:00 | VALID | calibrated_PETROM_full_month_P90 | 2026-08 | F¦2026-08-01T03:00:00Z | NEW | 46235.125 | 20, 20, 0, 0, 0 | 10b325e0140f46889e96a19ebb3faf17875960cdcb01af867bba8c23ff3ddf32
2026-08-01 | d | 2026-08-01 06:00 | 2026-08-01 07:00 | 前窗已冻结 | 24 | 24 | 13.71% | 175 | 24 | 2026-07-31 09:00 | 2026-07-31 10:00 | VALID | calibrated_directional_minimum_full_month | 2026-08 | d¦2026-08-01T03:00:00Z | NEW | 46235.125 |  | 10b325e0140f46889e96a19ebb3faf17875960cdcb01af867bba8c23ff3ddf32
2026-08-01 | u | 2026-08-01 06:00 | 2026-08-01 07:00 | 前窗已冻结 | 24 | 24 | 13.71% | 175 | 24 | 2026-07-31 09:00 | 2026-07-31 10:00 | VALID | calibrated_directional_minimum_full_month | 2026-08 | u¦2026-08-01T03:00:00Z | NEW | 46235.125 |  | 10b325e0140f46889e96a19ebb3faf17875960cdcb01af867bba8c23ff3ddf32
2026-08-01 | DA | 2026-08-01 06:15 | 2026-08-01 06:30 | 前窗已冻结 | 0 | 100 |  |  |  | 2026-07-31 13:00 | 2026-07-31 14:00 | VALID |  |  | DA¦2026-08-01_22 | NEW | 46235.1354 |  | 10b325e0140f46889e96a19ebb3faf17875960cdcb01af867bba8c23ff3ddf32
2026-08-01 | DA | 2026-08-01 06:30 | 2026-08-01 06:45 | 前窗已冻结 | 0 | 100 |  |  |  | 2026-07-31 13:00 | 2026-07-31 14:00 | VALID |  |  | DA¦2026-08-01_23 | NEW | 46235.1458 |  | 10b325e0140f46889e96a19ebb3faf17875960cdcb01af867bba8c23ff3ddf32
2026-08-01 | DA | 2026-08-01 06:45 | 2026-08-01 07:00 | 前窗已冻结 | 0 | 100 |  |  |  | 2026-07-31 13:00 | 2026-07-31 14:00 | VALID |  |  | DA¦2026-08-01_24 | NEW | 46235.1562 |  | 10b325e0140f46889e96a19ebb3faf17875960cdcb01af867bba8c23ff3ddf32
2026-08-01 | DA | 2026-08-01 07:00 | 2026-08-01 07:15 | 前窗已冻结 | 0 | 100 |  |  |  | 2026-07-31 13:00 | 2026-07-31 14:00 | VALID |  |  | DA¦2026-08-01_25 | NEW | 46235.1667 |  | 10b325e0140f46889e96a19ebb3faf17875960cdcb01af867bba8c23ff3ddf32
2026-08-01 | F | 2026-08-01 07:00 | 2026-08-01 08:00 | 前窗已冻结 | 40 | 40 | 31.25% | 128 | 40 | 2026-07-31 09:00 | 2026-07-31 10:00 | VALID | calibrated_PETROM_full_month_P90 | 2026-08 | F¦2026-08-01T04:00:00Z | NEW | 46235.1667 | 20, 20, 0, 0, 0 | 10b325e0140f46889e96a19ebb3faf17875960cdcb01af867bba8c23ff3ddf32
2026-08-01 | d | 2026-08-01 07:00 | 2026-08-01 08:00 | 前窗已冻结 | 24 | 24 | 13.71% | 175 | 24 | 2026-07-31 09:00 | 2026-07-31 10:00 | VALID | calibrated_directional_minimum_full_month | 2026-08 | d¦2026-08-01T04:00:00Z | NEW | 46235.1667 |  | 10b325e0140f46889e96a19ebb3faf17875960cdcb01af867bba8c23ff3ddf32
2026-08-01 | u | 2026-08-01 07:00 | 2026-08-01 08:00 | 前窗已冻结 | 24 | 24 | 13.71% | 175 | 24 | 2026-07-31 09:00 | 2026-07-31 10:00 | VALID | calibrated_directional_minimum_full_month | 2026-08 | u¦2026-08-01T04:00:00Z | NEW | 46235.1667 |  | 10b325e0140f46889e96a19ebb3faf17875960cdcb01af867bba8c23ff3ddf32
2026-08-01 | DA | 2026-08-01 07:15 | 2026-08-01 07:30 | 前窗已冻结 | 0 | 100 |  |  |  | 2026-07-31 13:00 | 2026-07-31 14:00 | VALID |  |  | DA¦2026-08-01_26 | NEW | 46235.1771 |  | 10b325e0140f46889e96a19ebb3faf17875960cdcb01af867bba8c23ff3ddf32
2026-08-01 | DA | 2026-08-01 07:30 | 2026-08-01 07:45 | 前窗已冻结 | 0 | 100 |  |  |  | 2026-07-31 13:00 | 2026-07-31 14:00 | VALID |  |  | DA¦2026-08-01_27 | NEW | 46235.1875 |  | 10b325e0140f46889e96a19ebb3faf17875960cdcb01af867bba8c23ff3ddf32
2026-08-01 | DA | 2026-08-01 07:45 | 2026-08-01 08:00 | 前窗已冻结 | 0 | 100 |  |  |  | 2026-07-31 13:00 | 2026-07-31 14:00 | VALID |  |  | DA¦2026-08-01_28 | NEW | 46235.1979 |  | 10b325e0140f46889e96a19ebb3faf17875960cdcb01af867bba8c23ff3ddf32
2026-08-01 | DA | 2026-08-01 08:00 | 2026-08-01 08:15 | 前窗已冻结 | 0 | 100 |  |  |  | 2026-07-31 13:00 | 2026-07-31 14:00 | VALID |  |  | DA¦2026-08-01_29 | NEW | 46235.2083 |  | 10b325e0140f46889e96a19ebb3faf17875960cdcb01af867bba8c23ff3ddf32
2026-08-01 | F | 2026-08-01 08:00 | 2026-08-01 09:00 | 前窗已冻结 | 40 | 40 | 31.25% | 128 | 40 | 2026-07-31 09:00 | 2026-07-31 10:00 | VALID | calibrated_PETROM_full_month_P90 | 2026-08 | F¦2026-08-01T05:00:00Z | NEW | 46235.2083 | 20, 20, 0, 0, 0 | 10b325e0140f46889e96a19ebb3faf17875960cdcb01af867bba8c23ff3ddf32
2026-08-01 | d | 2026-08-01 08:00 | 2026-08-01 09:00 | 前窗已冻结 | 24 | 24 | 13.71% | 175 | 24 | 2026-07-31 09:00 | 2026-07-31 10:00 | VALID | calibrated_directional_minimum_full_month | 2026-08 | d¦2026-08-01T05:00:00Z | NEW | 46235.2083 |  | 10b325e0140f46889e96a19ebb3faf17875960cdcb01af867bba8c23ff3ddf32
2026-08-01 | u | 2026-08-01 08:00 | 2026-08-01 09:00 | 前窗已冻结 | 24 | 24 | 13.71% | 175 | 24 | 2026-07-31 09:00 | 2026-07-31 10:00 | VALID | calibrated_directional_minimum_full_month | 2026-08 | u¦2026-08-01T05:00:00Z | NEW | 46235.2083 |  | 10b325e0140f46889e96a19ebb3faf17875960cdcb01af867bba8c23ff3ddf32
2026-08-01 | DA | 2026-08-01 08:15 | 2026-08-01 08:30 | 前窗已冻结 | -1.1947 | 100 |  |  |  | 2026-07-31 13:00 | 2026-07-31 14:00 | VALID |  |  | DA¦2026-08-01_30 | NEW | 46235.2188 |  | 10b325e0140f46889e96a19ebb3faf17875960cdcb01af867bba8c23ff3ddf32
2026-08-01 | DA | 2026-08-01 08:30 | 2026-08-01 08:45 | 前窗已冻结 | 0 | 100 |  |  |  | 2026-07-31 13:00 | 2026-07-31 14:00 | VALID |  |  | DA¦2026-08-01_31 | NEW | 46235.2292 |  | 10b325e0140f46889e96a19ebb3faf17875960cdcb01af867bba8c23ff3ddf32
2026-08-01 | DA | 2026-08-01 08:45 | 2026-08-01 09:00 | 前窗已冻结 | -36 | 100 |  |  |  | 2026-07-31 13:00 | 2026-07-31 14:00 | VALID |  |  | DA¦2026-08-01_32 | NEW | 46235.2396 |  | 10b325e0140f46889e96a19ebb3faf17875960cdcb01af867bba8c23ff3ddf32
2026-08-01 | DA | 2026-08-01 09:00 | 2026-08-01 09:15 | 前窗已冻结 | 29.165 | 100 |  |  |  | 2026-07-31 13:00 | 2026-07-31 14:00 | VALID |  |  | DA¦2026-08-01_33 | NEW | 46235.25 |  | 10b325e0140f46889e96a19ebb3faf17875960cdcb01af867bba8c23ff3ddf32
2026-08-01 | F | 2026-08-01 09:00 | 2026-08-01 10:00 | 前窗已冻结 | 40 | 40 | 31.25% | 128 | 40 | 2026-07-31 09:00 | 2026-07-31 10:00 | VALID | calibrated_PETROM_full_month_P90 | 2026-08 | F¦2026-08-01T06:00:00Z | NEW | 46235.25 | 20, 20, 0, 0, 0 | 10b325e0140f46889e96a19ebb3faf17875960cdcb01af867bba8c23ff3ddf32
2026-08-01 | d | 2026-08-01 09:00 | 2026-08-01 10:00 | 前窗已冻结 | 0 | 24 | 13.71% | 175 | 24 | 2026-07-31 09:00 | 2026-07-31 10:00 | VALID | calibrated_directional_minimum_full_month | 2026-08 | d¦2026-08-01T06:00:00Z | NEW | 46235.25 |  | 10b325e0140f46889e96a19ebb3faf17875960cdcb01af867bba8c23ff3ddf32
2026-08-01 | u | 2026-08-01 09:00 | 2026-08-01 10:00 | 前窗已冻结 | 24 | 24 | 13.71% | 175 | 24 | 2026-07-31 09:00 | 2026-07-31 10:00 | VALID | calibrated_directional_minimum_full_month | 2026-08 | u¦2026-08-01T06:00:00Z | NEW | 46235.25 |  | 10b325e0140f46889e96a19ebb3faf17875960cdcb01af867bba8c23ff3ddf32
2026-08-01 | DA | 2026-08-01 09:15 | 2026-08-01 09:30 | 前窗已冻结 | 0 | 100 |  |  |  | 2026-07-31 13:00 | 2026-07-31 14:00 | VALID |  |  | DA¦2026-08-01_34 | NEW | 46235.2604 |  | 10b325e0140f46889e96a19ebb3faf17875960cdcb01af867bba8c23ff3ddf32
2026-08-01 | DA | 2026-08-01 09:30 | 2026-08-01 09:45 | 前窗已冻结 | 0 | 100 |  |  |  | 2026-07-31 13:00 | 2026-07-31 14:00 | VALID |  |  | DA¦2026-08-01_35 | NEW | 46235.2708 |  | 10b325e0140f46889e96a19ebb3faf17875960cdcb01af867bba8c23ff3ddf32
2026-08-01 | DA | 2026-08-01 09:45 | 2026-08-01 10:00 | 前窗已冻结 | -60 | 100 |  |  |  | 2026-07-31 13:00 | 2026-07-31 14:00 | VALID |  |  | DA¦2026-08-01_36 | NEW | 46235.2812 |  | 10b325e0140f46889e96a19ebb3faf17875960cdcb01af867bba8c23ff3ddf32
2026-08-01 | DA | 2026-08-01 10:00 | 2026-08-01 10:15 | 前窗已冻结 | 46 | 100 |  |  |  | 2026-07-31 13:00 | 2026-07-31 14:00 | VALID |  |  | DA¦2026-08-01_37 | NEW | 46235.2917 |  | 10b325e0140f46889e96a19ebb3faf17875960cdcb01af867bba8c23ff3ddf32
2026-08-01 | F | 2026-08-01 10:00 | 2026-08-01 11:00 | 前窗已冻结 | 40 | 40 | 31.25% | 128 | 40 | 2026-07-31 09:00 | 2026-07-31 10:00 | VALID | calibrated_PETROM_full_month_P90 | 2026-08 | F¦2026-08-01T07:00:00Z | NEW | 46235.2917 | 20, 20, 0, 0, 0 | 10b325e0140f46889e96a19ebb3faf17875960cdcb01af867bba8c23ff3ddf32
2026-08-01 | d | 2026-08-01 10:00 | 2026-08-01 11:00 | 前窗已冻结 | 0 | 24 | 13.71% | 175 | 24 | 2026-07-31 09:00 | 2026-07-31 10:00 | VALID | calibrated_directional_minimum_full_month | 2026-08 | d¦2026-08-01T07:00:00Z | NEW | 46235.2917 |  | 10b325e0140f46889e96a19ebb3faf17875960cdcb01af867bba8c23ff3ddf32
2026-08-01 | u | 2026-08-01 10:00 | 2026-08-01 11:00 | 前窗已冻结 | 14 | 24 | 13.71% | 175 | 24 | 2026-07-31 09:00 | 2026-07-31 10:00 | VALID | calibrated_directional_minimum_full_month | 2026-08 | u¦2026-08-01T07:00:00Z | NEW | 46235.2917 |  | 10b325e0140f46889e96a19ebb3faf17875960cdcb01af867bba8c23ff3ddf32
2026-08-01 | DA | 2026-08-01 10:15 | 2026-08-01 10:30 | 前窗已冻结 | -2.736 | 100 |  |  |  | 2026-07-31 13:00 | 2026-07-31 14:00 | VALID |  |  | DA¦2026-08-01_38 | NEW | 46235.3021 |  | 10b325e0140f46889e96a19ebb3faf17875960cdcb01af867bba8c23ff3ddf32
2026-08-01 | DA | 2026-08-01 10:30 | 2026-08-01 10:45 | 前窗已冻结 | -60 | 100 |  |  |  | 2026-07-31 13:00 | 2026-07-31 14:00 | VALID |  |  | DA¦2026-08-01_39 | NEW | 46235.3125 |  | 10b325e0140f46889e96a19ebb3faf17875960cdcb01af867bba8c23ff3ddf32
2026-08-01 | DA | 2026-08-01 10:45 | 2026-08-01 11:00 | 前窗已冻结 | -60 | 100 |  |  |  | 2026-07-31 13:00 | 2026-07-31 14:00 | VALID |  |  | DA¦2026-08-01_40 | NEW | 46235.3229 |  | 10b325e0140f46889e96a19ebb3faf17875960cdcb01af867bba8c23ff3ddf32
2026-08-01 | DA | 2026-08-01 11:00 | 2026-08-01 11:15 | 前窗已冻结 | 60 | 100 |  |  |  | 2026-07-31 13:00 | 2026-07-31 14:00 | VALID |  |  | DA¦2026-08-01_41 | NEW | 46235.3333 |  | 10b325e0140f46889e96a19ebb3faf17875960cdcb01af867bba8c23ff3ddf32
2026-08-01 | F | 2026-08-01 11:00 | 2026-08-01 12:00 | 前窗已冻结 | 40 | 40 | 31.25% | 128 | 40 | 2026-07-31 09:00 | 2026-07-31 10:00 | VALID | calibrated_PETROM_full_month_P90 | 2026-08 | F¦2026-08-01T08:00:00Z | NEW | 46235.3333 | 20, 20, 0, 0, 0 | 10b325e0140f46889e96a19ebb3faf17875960cdcb01af867bba8c23ff3ddf32
2026-08-01 | d | 2026-08-01 11:00 | 2026-08-01 12:00 | 前窗已冻结 | 24 | 24 | 13.71% | 175 | 24 | 2026-07-31 09:00 | 2026-07-31 10:00 | VALID | calibrated_directional_minimum_full_month | 2026-08 | d¦2026-08-01T08:00:00Z | NEW | 46235.3333 |  | 10b325e0140f46889e96a19ebb3faf17875960cdcb01af867bba8c23ff3ddf32
2026-08-01 | u | 2026-08-01 11:00 | 2026-08-01 12:00 | 前窗已冻结 | 0 | 24 | 13.71% | 175 | 24 | 2026-07-31 09:00 | 2026-07-31 10:00 | VALID | calibrated_directional_minimum_full_month | 2026-08 | u¦2026-08-01T08:00:00Z | NEW | 46235.3333 |  | 10b325e0140f46889e96a19ebb3faf17875960cdcb01af867bba8c23ff3ddf32
2026-08-01 | DA | 2026-08-01 11:15 | 2026-08-01 11:30 | 前窗已冻结 | 0 | 100 |  |  |  | 2026-07-31 13:00 | 2026-07-31 14:00 | VALID |  |  | DA¦2026-08-01_42 | NEW | 46235.3438 |  | 10b325e0140f46889e96a19ebb3faf17875960cdcb01af867bba8c23ff3ddf32
2026-08-01 | DA | 2026-08-01 11:30 | 2026-08-01 11:45 | 前窗已冻结 | -36 | 100 |  |  |  | 2026-07-31 13:00 | 2026-07-31 14:00 | VALID |  |  | DA¦2026-08-01_43 | NEW | 46235.3542 |  | 10b325e0140f46889e96a19ebb3faf17875960cdcb01af867bba8c23ff3ddf32
2026-08-01 | DA | 2026-08-01 11:45 | 2026-08-01 12:00 | 前窗已冻结 | 0 | 100 |  |  |  | 2026-07-31 13:00 | 2026-07-31 14:00 | VALID |  |  | DA¦2026-08-01_44 | NEW | 46235.3646 |  | 10b325e0140f46889e96a19ebb3faf17875960cdcb01af867bba8c23ff3ddf32
2026-08-01 | DA | 2026-08-01 12:00 | 2026-08-01 12:15 | 前窗已冻结 | 43 | 100 |  |  |  | 2026-07-31 13:00 | 2026-07-31 14:00 | VALID |  |  | DA¦2026-08-01_45 | NEW | 46235.375 |  | 10b325e0140f46889e96a19ebb3faf17875960cdcb01af867bba8c23ff3ddf32
2026-08-01 | F | 2026-08-01 12:00 | 2026-08-01 13:00 | 前窗已冻结 | 40 | 40 | 31.25% | 128 | 40 | 2026-07-31 09:00 | 2026-07-31 10:00 | VALID | calibrated_PETROM_full_month_P90 | 2026-08 | F¦2026-08-01T09:00:00Z | NEW | 46235.375 | 20, 20, 0, 0, 0 | 10b325e0140f46889e96a19ebb3faf17875960cdcb01af867bba8c23ff3ddf32
2026-08-01 | d | 2026-08-01 12:00 | 2026-08-01 13:00 | 前窗已冻结 | 24 | 24 | 13.71% | 175 | 24 | 2026-07-31 09:00 | 2026-07-31 10:00 | VALID | calibrated_directional_minimum_full_month | 2026-08 | d¦2026-08-01T09:00:00Z | NEW | 46235.375 |  | 10b325e0140f46889e96a19ebb3faf17875960cdcb01af867bba8c23ff3ddf32
2026-08-01 | u | 2026-08-01 12:00 | 2026-08-01 13:00 | 前窗已冻结 | 17 | 24 | 13.71% | 175 | 24 | 2026-07-31 09:00 | 2026-07-31 10:00 | VALID | calibrated_directional_minimum_full_month | 2026-08 | u¦2026-08-01T09:00:00Z | NEW | 46235.375 |  | 10b325e0140f46889e96a19ebb3faf17875960cdcb01af867bba8c23ff3ddf32
2026-08-01 | DA | 2026-08-01 12:15 | 2026-08-01 12:30 | 前窗已冻结 | 43 | 100 |  |  |  | 2026-07-31 13:00 | 2026-07-31 14:00 | VALID |  |  | DA¦2026-08-01_46 | NEW | 46235.3854 |  | 10b325e0140f46889e96a19ebb3faf17875960cdcb01af867bba8c23ff3ddf32
2026-08-01 | DA | 2026-08-01 12:30 | 2026-08-01 12:45 | 前窗已冻结 | 10.6089 | 100 |  |  |  | 2026-07-31 13:00 | 2026-07-31 14:00 | VALID |  |  | DA¦2026-08-01_47 | NEW | 46235.3958 |  | 10b325e0140f46889e96a19ebb3faf17875960cdcb01af867bba8c23ff3ddf32
2026-08-01 | DA | 2026-08-01 12:45 | 2026-08-01 13:00 | 前窗已冻结 | -11.0842 | 100 |  |  |  | 2026-07-31 13:00 | 2026-07-31 14:00 | VALID |  |  | DA¦2026-08-01_48 | NEW | 46235.4062 |  | 10b325e0140f46889e96a19ebb3faf17875960cdcb01af867bba8c23ff3ddf32
2026-08-01 | DA | 2026-08-01 13:00 | 2026-08-01 13:15 | 前窗已冻结 | 36 | 100 |  |  |  | 2026-07-31 13:00 | 2026-07-31 14:00 | VALID |  |  | DA¦2026-08-01_49 | NEW | 46235.4167 |  | 10b325e0140f46889e96a19ebb3faf17875960cdcb01af867bba8c23ff3ddf32
2026-08-01 | F | 2026-08-01 13:00 | 2026-08-01 14:00 | 前窗已冻结 | 40 | 40 | 31.25% | 128 | 40 | 2026-07-31 09:00 | 2026-07-31 10:00 | VALID | calibrated_PETROM_full_month_P90 | 2026-08 | F¦2026-08-01T10:00:00Z | NEW | 46235.4167 | 20, 20, 0, 0, 0 | 10b325e0140f46889e96a19ebb3faf17875960cdcb01af867bba8c23ff3ddf32
2026-08-01 | d | 2026-08-01 13:00 | 2026-08-01 14:00 | 前窗已冻结 | 24 | 24 | 13.71% | 175 | 24 | 2026-07-31 09:00 | 2026-07-31 10:00 | VALID | calibrated_directional_minimum_full_month | 2026-08 | d¦2026-08-01T10:00:00Z | NEW | 46235.4167 |  | 10b325e0140f46889e96a19ebb3faf17875960cdcb01af867bba8c23ff3ddf32
2026-08-01 | u | 2026-08-01 13:00 | 2026-08-01 14:00 | 前窗已冻结 | 24 | 24 | 13.71% | 175 | 24 | 2026-07-31 09:00 | 2026-07-31 10:00 | VALID | calibrated_directional_minimum_full_month | 2026-08 | u¦2026-08-01T10:00:00Z | NEW | 46235.4167 |  | 10b325e0140f46889e96a19ebb3faf17875960cdcb01af867bba8c23ff3ddf32
2026-08-01 | DA | 2026-08-01 13:15 | 2026-08-01 13:30 | 前窗已冻结 | -36 | 100 |  |  |  | 2026-07-31 13:00 | 2026-07-31 14:00 | VALID |  |  | DA¦2026-08-01_50 | NEW | 46235.4271 |  | 10b325e0140f46889e96a19ebb3faf17875960cdcb01af867bba8c23ff3ddf32
2026-08-01 | DA | 2026-08-01 13:30 | 2026-08-01 13:45 | 前窗已冻结 | -36 | 100 |  |  |  | 2026-07-31 13:00 | 2026-07-31 14:00 | VALID |  |  | DA¦2026-08-01_51 | NEW | 46235.4375 |  | 10b325e0140f46889e96a19ebb3faf17875960cdcb01af867bba8c23ff3ddf32
2026-08-01 | DA | 2026-08-01 13:45 | 2026-08-01 14:00 | 前窗已冻结 | -36 | 100 |  |  |  | 2026-07-31 13:00 | 2026-07-31 14:00 | VALID |  |  | DA¦2026-08-01_52 | NEW | 46235.4479 |  | 10b325e0140f46889e96a19ebb3faf17875960cdcb01af867bba8c23ff3ddf32
2026-08-01 | DA | 2026-08-01 14:00 | 2026-08-01 14:15 | 前窗已冻结 | -36 | 100 |  |  |  | 2026-07-31 13:00 | 2026-07-31 14:00 | VALID |  |  | DA¦2026-08-01_53 | NEW | 46235.4583 |  | 10b325e0140f46889e96a19ebb3faf17875960cdcb01af867bba8c23ff3ddf32
2026-08-01 | F | 2026-08-01 14:00 | 2026-08-01 15:00 | 前窗已冻结 | 40 | 40 | 31.25% | 128 | 40 | 2026-07-31 09:00 | 2026-07-31 10:00 | VALID | calibrated_PETROM_full_month_P90 | 2026-08 | F¦2026-08-01T11:00:00Z | NEW | 46235.4583 | 20, 20, 0, 0, 0 | 10b325e0140f46889e96a19ebb3faf17875960cdcb01af867bba8c23ff3ddf32
2026-08-01 | d | 2026-08-01 14:00 | 2026-08-01 15:00 | 前窗已冻结 | 24 | 24 | 13.71% | 175 | 24 | 2026-07-31 09:00 | 2026-07-31 10:00 | VALID | calibrated_directional_minimum_full_month | 2026-08 | d¦2026-08-01T11:00:00Z | NEW | 46235.4583 |  | 10b325e0140f46889e96a19ebb3faf17875960cdcb01af867bba8c23ff3ddf32
2026-08-01 | u | 2026-08-01 14:00 | 2026-08-01 15:00 | 前窗已冻结 | 24 | 24 | 13.71% | 175 | 24 | 2026-07-31 09:00 | 2026-07-31 10:00 | VALID | calibrated_directional_minimum_full_month | 2026-08 | u¦2026-08-01T11:00:00Z | NEW | 46235.4583 |  | 10b325e0140f46889e96a19ebb3faf17875960cdcb01af867bba8c23ff3ddf32
2026-08-01 | DA | 2026-08-01 14:15 | 2026-08-01 14:30 | 前窗已冻结 | -36 | 100 |  |  |  | 2026-07-31 13:00 | 2026-07-31 14:00 | VALID |  |  | DA¦2026-08-01_54 | NEW | 46235.4688 |  | 10b325e0140f46889e96a19ebb3faf17875960cdcb01af867bba8c23ff3ddf32
2026-08-01 | DA | 2026-08-01 14:30 | 2026-08-01 14:45 | 前窗已冻结 | -36 | 100 |  |  |  | 2026-07-31 13:00 | 2026-07-31 14:00 | VALID |  |  | DA¦2026-08-01_55 | NEW | 46235.4792 |  | 10b325e0140f46889e96a19ebb3faf17875960cdcb01af867bba8c23ff3ddf32
2026-08-01 | DA | 2026-08-01 14:45 | 2026-08-01 15:00 | 前窗已冻结 | -36 | 100 |  |  |  | 2026-07-31 13:00 | 2026-07-31 14:00 | VALID |  |  | DA¦2026-08-01_56 | NEW | 46235.4896 |  | 10b325e0140f46889e96a19ebb3faf17875960cdcb01af867bba8c23ff3ddf32
2026-08-01 | DA | 2026-08-01 15:00 | 2026-08-01 15:15 | 前窗已冻结 | -37 | 100 |  |  |  | 2026-07-31 13:00 | 2026-07-31 14:00 | VALID |  |  | DA¦2026-08-01_57 | NEW | 46235.5 |  | 10b325e0140f46889e96a19ebb3faf17875960cdcb01af867bba8c23ff3ddf32
2026-08-01 | F | 2026-08-01 15:00 | 2026-08-01 16:00 | 前窗已冻结 | 40 | 40 | 31.25% | 128 | 40 | 2026-07-31 09:00 | 2026-07-31 10:00 | VALID | calibrated_PETROM_full_month_P90 | 2026-08 | F¦2026-08-01T12:00:00Z | NEW | 46235.5 | 20, 20, 0, 0, 0 | 10b325e0140f46889e96a19ebb3faf17875960cdcb01af867bba8c23ff3ddf32
2026-08-01 | d | 2026-08-01 15:00 | 2026-08-01 16:00 | 前窗已冻结 | 23 | 24 | 13.71% | 175 | 24 | 2026-07-31 09:00 | 2026-07-31 10:00 | VALID | calibrated_directional_minimum_full_month | 2026-08 | d¦2026-08-01T12:00:00Z | NEW | 46235.5 |  | 10b325e0140f46889e96a19ebb3faf17875960cdcb01af867bba8c23ff3ddf32
2026-08-01 | u | 2026-08-01 15:00 | 2026-08-01 16:00 | 前窗已冻结 | 24 | 24 | 13.71% | 175 | 24 | 2026-07-31 09:00 | 2026-07-31 10:00 | VALID | calibrated_directional_minimum_full_month | 2026-08 | u¦2026-08-01T12:00:00Z | NEW | 46235.5 |  | 10b325e0140f46889e96a19ebb3faf17875960cdcb01af867bba8c23ff3ddf32
2026-08-01 | DA | 2026-08-01 15:15 | 2026-08-01 15:30 | 前窗已冻结 | -37 | 100 |  |  |  | 2026-07-31 13:00 | 2026-07-31 14:00 | VALID |  |  | DA¦2026-08-01_58 | NEW | 46235.5104 |  | 10b325e0140f46889e96a19ebb3faf17875960cdcb01af867bba8c23ff3ddf32
2026-08-01 | DA | 2026-08-01 15:30 | 2026-08-01 15:45 | 前窗已冻结 | -37 | 100 |  |  |  | 2026-07-31 13:00 | 2026-07-31 14:00 | VALID |  |  | DA¦2026-08-01_59 | NEW | 46235.5208 |  | 10b325e0140f46889e96a19ebb3faf17875960cdcb01af867bba8c23ff3ddf32
2026-08-01 | DA | 2026-08-01 15:45 | 2026-08-01 16:00 | 前窗已冻结 | 0 | 100 |  |  |  | 2026-07-31 13:00 | 2026-07-31 14:00 | VALID |  |  | DA¦2026-08-01_60 | NEW | 46235.5312 |  | 10b325e0140f46889e96a19ebb3faf17875960cdcb01af867bba8c23ff3ddf32
2026-08-01 | DA | 2026-08-01 16:00 | 2026-08-01 16:15 | 前窗已冻结 | -60 | 100 |  |  |  | 2026-07-31 13:00 | 2026-07-31 14:00 | VALID |  |  | DA¦2026-08-01_61 | NEW | 46235.5417 |  | 10b325e0140f46889e96a19ebb3faf17875960cdcb01af867bba8c23ff3ddf32
2026-08-01 | F | 2026-08-01 16:00 | 2026-08-01 17:00 | 前窗已冻结 | 40 | 40 | 31.25% | 128 | 40 | 2026-07-31 09:00 | 2026-07-31 10:00 | VALID | calibrated_PETROM_full_month_P90 | 2026-08 | F¦2026-08-01T13:00:00Z | NEW | 46235.5417 | 20, 20, 0, 0, 0 | 10b325e0140f46889e96a19ebb3faf17875960cdcb01af867bba8c23ff3ddf32
2026-08-01 | d | 2026-08-01 16:00 | 2026-08-01 17:00 | 前窗已冻结 | 0 | 24 | 13.71% | 175 | 24 | 2026-07-31 09:00 | 2026-07-31 10:00 | VALID | calibrated_directional_minimum_full_month | 2026-08 | d¦2026-08-01T13:00:00Z | NEW | 46235.5417 |  | 10b325e0140f46889e96a19ebb3faf17875960cdcb01af867bba8c23ff3ddf32
2026-08-01 | u | 2026-08-01 16:00 | 2026-08-01 17:00 | 前窗已冻结 | 24 | 24 | 13.71% | 175 | 24 | 2026-07-31 09:00 | 2026-07-31 10:00 | VALID | calibrated_directional_minimum_full_month | 2026-08 | u¦2026-08-01T13:00:00Z | NEW | 46235.5417 |  | 10b325e0140f46889e96a19ebb3faf17875960cdcb01af867bba8c23ff3ddf32
2026-08-01 | DA | 2026-08-01 16:15 | 2026-08-01 16:30 | 前窗已冻结 | -60 | 100 |  |  |  | 2026-07-31 13:00 | 2026-07-31 14:00 | VALID |  |  | DA¦2026-08-01_62 | NEW | 46235.5521 |  | 10b325e0140f46889e96a19ebb3faf17875960cdcb01af867bba8c23ff3ddf32
2026-08-01 | DA | 2026-08-01 16:30 | 2026-08-01 16:45 | 前窗已冻结 | -59.7949 | 100 |  |  |  | 2026-07-31 13:00 | 2026-07-31 14:00 | VALID |  |  | DA¦2026-08-01_63 | NEW | 46235.5625 |  | 10b325e0140f46889e96a19ebb3faf17875960cdcb01af867bba8c23ff3ddf32
2026-08-01 | DA | 2026-08-01 16:45 | 2026-08-01 17:00 | 前窗已冻结 | 35.5984 | 100 |  |  |  | 2026-07-31 13:00 | 2026-07-31 14:00 | VALID |  |  | DA¦2026-08-01_64 | NEW | 46235.5729 |  | 10b325e0140f46889e96a19ebb3faf17875960cdcb01af867bba8c23ff3ddf32
2026-08-01 | DA | 2026-08-01 17:00 | 2026-08-01 17:15 | 前窗已冻结 | -39 | 100 |  |  |  | 2026-07-31 13:00 | 2026-07-31 14:00 | VALID |  |  | DA¦2026-08-01_65 | NEW | 46235.5833 |  | 10b325e0140f46889e96a19ebb3faf17875960cdcb01af867bba8c23ff3ddf32
2026-08-01 | F | 2026-08-01 17:00 | 2026-08-01 18:00 | 前窗已冻结 | 40 | 40 | 31.25% | 128 | 40 | 2026-07-31 09:00 | 2026-07-31 10:00 | VALID | calibrated_PETROM_full_month_P90 | 2026-08 | F¦2026-08-01T14:00:00Z | NEW | 46235.5833 | 20, 20, 0, 0, 0 | 10b325e0140f46889e96a19ebb3faf17875960cdcb01af867bba8c23ff3ddf32
2026-08-01 | d | 2026-08-01 17:00 | 2026-08-01 18:00 | 前窗已冻结 | 21 | 24 | 13.71% | 175 | 24 | 2026-07-31 09:00 | 2026-07-31 10:00 | VALID | calibrated_directional_minimum_full_month | 2026-08 | d¦2026-08-01T14:00:00Z | NEW | 46235.5833 |  | 10b325e0140f46889e96a19ebb3faf17875960cdcb01af867bba8c23ff3ddf32
2026-08-01 | u | 2026-08-01 17:00 | 2026-08-01 18:00 | 前窗已冻结 | 24 | 24 | 13.71% | 175 | 24 | 2026-07-31 09:00 | 2026-07-31 10:00 | VALID | calibrated_directional_minimum_full_month | 2026-08 | u¦2026-08-01T14:00:00Z | NEW | 46235.5833 |  | 10b325e0140f46889e96a19ebb3faf17875960cdcb01af867bba8c23ff3ddf32
2026-08-01 | DA | 2026-08-01 17:15 | 2026-08-01 17:30 | 前窗已冻结 | -1.2399 | 100 |  |  |  | 2026-07-31 13:00 | 2026-07-31 14:00 | VALID |  |  | DA¦2026-08-01_66 | NEW | 46235.5938 |  | 10b325e0140f46889e96a19ebb3faf17875960cdcb01af867bba8c23ff3ddf32
2026-08-01 | DA | 2026-08-01 17:30 | 2026-08-01 17:45 | 前窗已冻结 | -4.4415 | 100 |  |  |  | 2026-07-31 13:00 | 2026-07-31 14:00 | VALID |  |  | DA¦2026-08-01_67 | NEW | 46235.6042 |  | 10b325e0140f46889e96a19ebb3faf17875960cdcb01af867bba8c23ff3ddf32
2026-08-01 | DA | 2026-08-01 17:45 | 2026-08-01 18:00 | 前窗已冻结 | 36 | 100 |  |  |  | 2026-07-31 13:00 | 2026-07-31 14:00 | VALID |  |  | DA¦2026-08-01_68 | NEW | 46235.6146 |  | 10b325e0140f46889e96a19ebb3faf17875960cdcb01af867bba8c23ff3ddf32
2026-08-01 | DA | 2026-08-01 18:00 | 2026-08-01 18:15 | 前窗已冻结 | -36 | 100 |  |  |  | 2026-07-31 13:00 | 2026-07-31 14:00 | VALID |  |  | DA¦2026-08-01_69 | NEW | 46235.625 |  | 10b325e0140f46889e96a19ebb3faf17875960cdcb01af867bba8c23ff3ddf32
2026-08-01 | F | 2026-08-01 18:00 | 2026-08-01 19:00 | 前窗已冻结 | 40 | 40 | 31.25% | 128 | 40 | 2026-07-31 09:00 | 2026-07-31 10:00 | VALID | calibrated_PETROM_full_month_P90 | 2026-08 | F¦2026-08-01T15:00:00Z | NEW | 46235.625 | 20, 20, 0, 0, 0 | 10b325e0140f46889e96a19ebb3faf17875960cdcb01af867bba8c23ff3ddf32
2026-08-01 | d | 2026-08-01 18:00 | 2026-08-01 19:00 | 前窗已冻结 | 24 | 24 | 13.71% | 175 | 24 | 2026-07-31 09:00 | 2026-07-31 10:00 | VALID | calibrated_directional_minimum_full_month | 2026-08 | d¦2026-08-01T15:00:00Z | NEW | 46235.625 |  | 10b325e0140f46889e96a19ebb3faf17875960cdcb01af867bba8c23ff3ddf32
2026-08-01 | u | 2026-08-01 18:00 | 2026-08-01 19:00 | 前窗已冻结 | 24 | 24 | 13.71% | 175 | 24 | 2026-07-31 09:00 | 2026-07-31 10:00 | VALID | calibrated_directional_minimum_full_month | 2026-08 | u¦2026-08-01T15:00:00Z | NEW | 46235.625 |  | 10b325e0140f46889e96a19ebb3faf17875960cdcb01af867bba8c23ff3ddf32
2026-08-01 | DA | 2026-08-01 18:15 | 2026-08-01 18:30 | 前窗已冻结 | 0 | 100 |  |  |  | 2026-07-31 13:00 | 2026-07-31 14:00 | VALID |  |  | DA¦2026-08-01_70 | NEW | 46235.6354 |  | 10b325e0140f46889e96a19ebb3faf17875960cdcb01af867bba8c23ff3ddf32
2026-08-01 | DA | 2026-08-01 18:30 | 2026-08-01 18:45 | 前窗已冻结 | 0.41434 | 100 |  |  |  | 2026-07-31 13:00 | 2026-07-31 14:00 | VALID |  |  | DA¦2026-08-01_71 | NEW | 46235.6458 |  | 10b325e0140f46889e96a19ebb3faf17875960cdcb01af867bba8c23ff3ddf32
2026-08-01 | DA | 2026-08-01 18:45 | 2026-08-01 19:00 | 前窗已冻结 | 0 | 100 |  |  |  | 2026-07-31 13:00 | 2026-07-31 14:00 | VALID |  |  | DA¦2026-08-01_72 | NEW | 46235.6562 |  | 10b325e0140f46889e96a19ebb3faf17875960cdcb01af867bba8c23ff3ddf32
2026-08-01 | DA | 2026-08-01 19:00 | 2026-08-01 19:15 | 前窗已冻结 | 24 | 100 |  |  |  | 2026-07-31 13:00 | 2026-07-31 14:00 | VALID |  |  | DA¦2026-08-01_73 | NEW | 46236 |  | 10b325e0140f46889e96a19ebb3faf17875960cdcb01af867bba8c23ff3ddf32
2026-08-01 | F | 2026-08-01 19:00 | 2026-08-01 20:00 | 前窗已冻结 | 40 | 40 | 31.25% | 128 | 40 | 2026-07-31 09:00 | 2026-07-31 10:00 | VALID | calibrated_PETROM_full_month_P90 | 2026-08 | F¦2026-08-01T16:00:00Z | NEW | 46236 | 20, 20, 0, 0, 0 | 10b325e0140f46889e96a19ebb3faf17875960cdcb01af867bba8c23ff3ddf32
2026-08-01 | d | 2026-08-01 19:00 | 2026-08-01 20:00 | 前窗已冻结 | 24 | 24 | 13.71% | 175 | 24 | 2026-07-31 09:00 | 2026-07-31 10:00 | VALID | calibrated_directional_minimum_full_month | 2026-08 | d¦2026-08-01T16:00:00Z | NEW | 46236 |  | 10b325e0140f46889e96a19ebb3faf17875960cdcb01af867bba8c23ff3ddf32
2026-08-01 | u | 2026-08-01 19:00 | 2026-08-01 20:00 | 前窗已冻结 | 0 | 24 | 13.71% | 175 | 24 | 2026-07-31 09:00 | 2026-07-31 10:00 | VALID | calibrated_directional_minimum_full_month | 2026-08 | u¦2026-08-01T16:00:00Z | NEW | 46236 |  | 10b325e0140f46889e96a19ebb3faf17875960cdcb01af867bba8c23ff3ddf32
2026-08-01 | DA | 2026-08-01 19:15 | 2026-08-01 19:30 | 前窗已冻结 | 60 | 100 |  |  |  | 2026-07-31 13:00 | 2026-07-31 14:00 | VALID |  |  | DA¦2026-08-01_74 | NEW | 46235.6771 |  | 10b325e0140f46889e96a19ebb3faf17875960cdcb01af867bba8c23ff3ddf32
2026-08-01 | DA | 2026-08-01 19:30 | 2026-08-01 19:45 | 前窗已冻结 | 0 | 100 |  |  |  | 2026-07-31 13:00 | 2026-07-31 14:00 | VALID |  |  | DA¦2026-08-01_75 | NEW | 46235.6875 |  | 10b325e0140f46889e96a19ebb3faf17875960cdcb01af867bba8c23ff3ddf32
2026-08-01 | DA | 2026-08-01 19:45 | 2026-08-01 20:00 | 前窗已冻结 | 60 | 100 |  |  |  | 2026-07-31 13:00 | 2026-07-31 14:00 | VALID |  |  | DA¦2026-08-01_76 | NEW | 46235.6979 |  | 10b325e0140f46889e96a19ebb3faf17875960cdcb01af867bba8c23ff3ddf32
2026-08-01 | DA | 2026-08-01 20:00 | 2026-08-01 20:15 | 前窗已冻结 | 0 | 100 |  |  |  | 2026-07-31 13:00 | 2026-07-31 14:00 | VALID |  |  | DA¦2026-08-01_77 | NEW | 46235.7083 |  | 10b325e0140f46889e96a19ebb3faf17875960cdcb01af867bba8c23ff3ddf32
2026-08-01 | F | 2026-08-01 20:00 | 2026-08-01 21:00 | 前窗已冻结 | 40 | 40 | 31.25% | 128 | 40 | 2026-07-31 09:00 | 2026-07-31 10:00 | VALID | calibrated_PETROM_full_month_P90 | 2026-08 | F¦2026-08-01T17:00:00Z | NEW | 46235.7083 | 20, 20, 0, 0, 0 | 10b325e0140f46889e96a19ebb3faf17875960cdcb01af867bba8c23ff3ddf32
2026-08-01 | d | 2026-08-01 20:00 | 2026-08-01 21:00 | 前窗已冻结 | 24 | 24 | 13.71% | 175 | 24 | 2026-07-31 09:00 | 2026-07-31 10:00 | VALID | calibrated_directional_minimum_full_month | 2026-08 | d¦2026-08-01T17:00:00Z | NEW | 46235.7083 |  | 10b325e0140f46889e96a19ebb3faf17875960cdcb01af867bba8c23ff3ddf32
2026-08-01 | u | 2026-08-01 20:00 | 2026-08-01 21:00 | 前窗已冻结 | 0 | 24 | 13.71% | 175 | 24 | 2026-07-31 09:00 | 2026-07-31 10:00 | VALID | calibrated_directional_minimum_full_month | 2026-08 | u¦2026-08-01T17:00:00Z | NEW | 46235.7083 |  | 10b325e0140f46889e96a19ebb3faf17875960cdcb01af867bba8c23ff3ddf32
2026-08-01 | DA | 2026-08-01 20:15 | 2026-08-01 20:30 | 前窗已冻结 | 0 | 100 |  |  |  | 2026-07-31 13:00 | 2026-07-31 14:00 | VALID |  |  | DA¦2026-08-01_78 | NEW | 46235.7188 |  | 10b325e0140f46889e96a19ebb3faf17875960cdcb01af867bba8c23ff3ddf32
2026-08-01 | DA | 2026-08-01 20:30 | 2026-08-01 20:45 | 前窗已冻结 | 60 | 100 |  |  |  | 2026-07-31 13:00 | 2026-07-31 14:00 | VALID |  |  | DA¦2026-08-01_79 | NEW | 46235.7292 |  | 10b325e0140f46889e96a19ebb3faf17875960cdcb01af867bba8c23ff3ddf32
2026-08-01 | DA | 2026-08-01 20:45 | 2026-08-01 21:00 | 前窗已冻结 | 60 | 100 |  |  |  | 2026-07-31 13:00 | 2026-07-31 14:00 | VALID |  |  | DA¦2026-08-01_80 | NEW | 46235.7396 |  | 10b325e0140f46889e96a19ebb3faf17875960cdcb01af867bba8c23ff3ddf32
2026-08-01 | DA | 2026-08-01 21:00 | 2026-08-01 21:15 | 前窗已冻结 | 22.2548 | 100 |  |  |  | 2026-07-31 13:00 | 2026-07-31 14:00 | VALID |  |  | DA¦2026-08-01_81 | NEW | 46235.75 |  | 10b325e0140f46889e96a19ebb3faf17875960cdcb01af867bba8c23ff3ddf32
2026-08-01 | F | 2026-08-01 21:00 | 2026-08-01 22:00 | 前窗已冻结 | 40 | 40 | 31.25% | 128 | 40 | 2026-07-31 09:00 | 2026-07-31 10:00 | VALID | calibrated_PETROM_full_month_P90 | 2026-08 | F¦2026-08-01T18:00:00Z | NEW | 46235.75 | 20, 20, 0, 0, 0 | 10b325e0140f46889e96a19ebb3faf17875960cdcb01af867bba8c23ff3ddf32
2026-08-01 | d | 2026-08-01 21:00 | 2026-08-01 22:00 | 前窗已冻结 | 24 | 24 | 13.71% | 175 | 24 | 2026-07-31 09:00 | 2026-07-31 10:00 | VALID | calibrated_directional_minimum_full_month | 2026-08 | d¦2026-08-01T18:00:00Z | NEW | 46235.75 |  | 10b325e0140f46889e96a19ebb3faf17875960cdcb01af867bba8c23ff3ddf32
2026-08-01 | u | 2026-08-01 21:00 | 2026-08-01 22:00 | 前窗已冻结 | 24 | 24 | 13.71% | 175 | 24 | 2026-07-31 09:00 | 2026-07-31 10:00 | VALID | calibrated_directional_minimum_full_month | 2026-08 | u¦2026-08-01T18:00:00Z | NEW | 46235.75 |  | 10b325e0140f46889e96a19ebb3faf17875960cdcb01af867bba8c23ff3ddf32
2026-08-01 | DA | 2026-08-01 21:15 | 2026-08-01 21:30 | 前窗已冻结 | 36 | 100 |  |  |  | 2026-07-31 13:00 | 2026-07-31 14:00 | VALID |  |  | DA¦2026-08-01_82 | NEW | 46235.7604 |  | 10b325e0140f46889e96a19ebb3faf17875960cdcb01af867bba8c23ff3ddf32
2026-08-01 | DA | 2026-08-01 21:30 | 2026-08-01 21:45 | 前窗已冻结 | 36 | 100 |  |  |  | 2026-07-31 13:00 | 2026-07-31 14:00 | VALID |  |  | DA¦2026-08-01_83 | NEW | 46235.7708 |  | 10b325e0140f46889e96a19ebb3faf17875960cdcb01af867bba8c23ff3ddf32
2026-08-01 | DA | 2026-08-01 21:45 | 2026-08-01 22:00 | 前窗已冻结 | 36 | 100 |  |  |  | 2026-07-31 13:00 | 2026-07-31 14:00 | VALID |  |  | DA¦2026-08-01_84 | NEW | 46235.7812 |  | 10b325e0140f46889e96a19ebb3faf17875960cdcb01af867bba8c23ff3ddf32
2026-08-01 | DA | 2026-08-01 22:00 | 2026-08-01 22:15 | 前窗已冻结 | 60 | 100 |  |  |  | 2026-07-31 13:00 | 2026-07-31 14:00 | VALID |  |  | DA¦2026-08-01_85 | NEW | 46235.7917 |  | 10b325e0140f46889e96a19ebb3faf17875960cdcb01af867bba8c23ff3ddf32
2026-08-01 | F | 2026-08-01 22:00 | 2026-08-01 23:00 | 前窗已冻结 | 40 | 40 | 31.25% | 128 | 40 | 2026-07-31 09:00 | 2026-07-31 10:00 | VALID | calibrated_PETROM_full_month_P90 | 2026-08 | F¦2026-08-01T19:00:00Z | NEW | 46235.7917 | 20, 20, 0, 0, 0 | 10b325e0140f46889e96a19ebb3faf17875960cdcb01af867bba8c23ff3ddf32
2026-08-01 | d | 2026-08-01 22:00 | 2026-08-01 23:00 | 前窗已冻结 | 24 | 24 | 13.71% | 175 | 24 | 2026-07-31 09:00 | 2026-07-31 10:00 | VALID | calibrated_directional_minimum_full_month | 2026-08 | d¦2026-08-01T19:00:00Z | NEW | 46235.7917 |  | 10b325e0140f46889e96a19ebb3faf17875960cdcb01af867bba8c23ff3ddf32
2026-08-01 | u | 2026-08-01 22:00 | 2026-08-01 23:00 | 前窗已冻结 | 0 | 24 | 13.71% | 175 | 24 | 2026-07-31 09:00 | 2026-07-31 10:00 | VALID | calibrated_directional_minimum_full_month | 2026-08 | u¦2026-08-01T19:00:00Z | NEW | 46235.7917 |  | 10b325e0140f46889e96a19ebb3faf17875960cdcb01af867bba8c23ff3ddf32
2026-08-01 | DA | 2026-08-01 22:15 | 2026-08-01 22:30 | 前窗已冻结 | 60 | 100 |  |  |  | 2026-07-31 13:00 | 2026-07-31 14:00 | VALID |  |  | DA¦2026-08-01_86 | NEW | 46235.8021 |  | 10b325e0140f46889e96a19ebb3faf17875960cdcb01af867bba8c23ff3ddf32
2026-08-01 | DA | 2026-08-01 22:30 | 2026-08-01 22:45 | 前窗已冻结 | 0 | 100 |  |  |  | 2026-07-31 13:00 | 2026-07-31 14:00 | VALID |  |  | DA¦2026-08-01_87 | NEW | 46235.8125 |  | 10b325e0140f46889e96a19ebb3faf17875960cdcb01af867bba8c23ff3ddf32
2026-08-01 | DA | 2026-08-01 22:45 | 2026-08-01 23:00 | 前窗已冻结 | 0 | 100 |  |  |  | 2026-07-31 13:00 | 2026-07-31 14:00 | VALID |  |  | DA¦2026-08-01_88 | NEW | 46235.8229 |  | 10b325e0140f46889e96a19ebb3faf17875960cdcb01af867bba8c23ff3ddf32
2026-08-01 | DA | 2026-08-01 23:00 | 2026-08-01 23:15 | 前窗已冻结 | 0 | 100 |  |  |  | 2026-07-31 13:00 | 2026-07-31 14:00 | VALID |  |  | DA¦2026-08-01_89 | NEW | 46235.8333 |  | 10b325e0140f46889e96a19ebb3faf17875960cdcb01af867bba8c23ff3ddf32
2026-08-01 | F | 2026-08-01 23:00 | 2026-08-02 | 前窗已冻结 | 40 | 40 | 31.25% | 128 | 40 | 2026-07-31 09:00 | 2026-07-31 10:00 | VALID | calibrated_PETROM_full_month_P90 | 2026-08 | F¦2026-08-01T20:00:00Z | NEW | 46235.8333 | 20, 20, 0, 0, 0 | 10b325e0140f46889e96a19ebb3faf17875960cdcb01af867bba8c23ff3ddf32
2026-08-01 | d | 2026-08-01 23:00 | 2026-08-02 | 前窗已冻结 | 24 | 24 | 13.71% | 175 | 24 | 2026-07-31 09:00 | 2026-07-31 10:00 | VALID | calibrated_directional_minimum_full_month | 2026-08 | d¦2026-08-01T20:00:00Z | NEW | 46235.8333 |  | 10b325e0140f46889e96a19ebb3faf17875960cdcb01af867bba8c23ff3ddf32
2026-08-01 | u | 2026-08-01 23:00 | 2026-08-02 | 前窗已冻结 | 24 | 24 | 13.71% | 175 | 24 | 2026-07-31 09:00 | 2026-07-31 10:00 | VALID | calibrated_directional_minimum_full_month | 2026-08 | u¦2026-08-01T20:00:00Z | NEW | 46235.8333 |  | 10b325e0140f46889e96a19ebb3faf17875960cdcb01af867bba8c23ff3ddf32
2026-08-01 | DA | 2026-08-01 23:15 | 2026-08-01 23:30 | 前窗已冻结 | 0 | 100 |  |  |  | 2026-07-31 13:00 | 2026-07-31 14:00 | VALID |  |  | DA¦2026-08-01_90 | NEW | 46235.8438 |  | 10b325e0140f46889e96a19ebb3faf17875960cdcb01af867bba8c23ff3ddf32
2026-08-01 | DA | 2026-08-01 23:30 | 2026-08-01 23:45 | 前窗已冻结 | 0 | 100 |  |  |  | 2026-07-31 13:00 | 2026-07-31 14:00 | VALID |  |  | DA¦2026-08-01_91 | NEW | 46235.8542 |  | 10b325e0140f46889e96a19ebb3faf17875960cdcb01af867bba8c23ff3ddf32
2026-08-01 | DA | 2026-08-01 23:45 | 2026-08-02 | 前窗已冻结 | 0 | 100 |  |  |  | 2026-07-31 13:00 | 2026-07-31 14:00 | VALID |  |  | DA¦2026-08-01_92 | NEW | 46235.8646 |  | 10b325e0140f46889e96a19ebb3faf17875960cdcb01af867bba8c23ff3ddf32
2026-08-01 | DA | 2026-08-02 | 2026-08-02 00:15 | 本窗新增并冻结 | -18.458 | 100 |  |  |  | 2026-08-01 13:00 | 2026-08-01 14:00 | VALID |  |  | DA¦2026-08-01_93 | NEW | 46235.875 |  | 10b325e0140f46889e96a19ebb3faf17875960cdcb01af867bba8c23ff3ddf32
2026-08-01 | F | 2026-08-02 | 2026-08-02 01:00 | 本窗新增并冻结 | 40 | 40 | 31.25% | 128 | 40 | 2026-08-01 09:00 | 2026-08-01 10:00 | VALID | calibrated_PETROM_full_month_P90 | 2026-08 | F¦2026-08-01T21:00:00Z | NEW | 46235.875 | 20, 20, 0, 0, 0 | 10b325e0140f46889e96a19ebb3faf17875960cdcb01af867bba8c23ff3ddf32
2026-08-01 | d | 2026-08-02 | 2026-08-02 01:00 | 本窗新增并冻结 | 24 | 24 | 13.71% | 175 | 24 | 2026-08-01 09:00 | 2026-08-01 10:00 | VALID | calibrated_directional_minimum_full_month | 2026-08 | d¦2026-08-01T21:00:00Z | NEW | 46235.875 |  | 10b325e0140f46889e96a19ebb3faf17875960cdcb01af867bba8c23ff3ddf32
2026-08-01 | u | 2026-08-02 | 2026-08-02 01:00 | 本窗新增并冻结 | 24 | 24 | 13.71% | 175 | 24 | 2026-08-01 09:00 | 2026-08-01 10:00 | VALID | calibrated_directional_minimum_full_month | 2026-08 | u¦2026-08-01T21:00:00Z | NEW | 46235.875 |  | 10b325e0140f46889e96a19ebb3faf17875960cdcb01af867bba8c23ff3ddf32
2026-08-01 | DA | 2026-08-02 00:15 | 2026-08-02 00:30 | 本窗新增并冻结 | 0 | 100 |  |  |  | 2026-08-01 13:00 | 2026-08-01 14:00 | VALID |  |  | DA¦2026-08-01_94 | NEW | 46235.8854 |  | 10b325e0140f46889e96a19ebb3faf17875960cdcb01af867bba8c23ff3ddf32
2026-08-01 | DA | 2026-08-02 00:30 | 2026-08-02 00:45 | 本窗新增并冻结 | 0 | 100 |  |  |  | 2026-08-01 13:00 | 2026-08-01 14:00 | VALID |  |  | DA¦2026-08-01_95 | NEW | 46235.8958 |  | 10b325e0140f46889e96a19ebb3faf17875960cdcb01af867bba8c23ff3ddf32
2026-08-01 | DA | 2026-08-02 00:45 | 2026-08-02 01:00 | 本窗新增并冻结 | 0 | 100 |  |  |  | 2026-08-01 13:00 | 2026-08-01 14:00 | VALID |  |  | DA¦2026-08-01_96 | NEW | 46235.9062 |  | 10b325e0140f46889e96a19ebb3faf17875960cdcb01af867bba8c23ff3ddf32
2026-08-01 | DA | 2026-08-02 01:00 | 2026-08-02 01:15 | 本窗新增并冻结 | 21.1501 | 100 |  |  |  | 2026-08-01 13:00 | 2026-08-01 14:00 | VALID |  |  | DA¦2026-08-02_1 | NEW | 46235.9167 |  | 10b325e0140f46889e96a19ebb3faf17875960cdcb01af867bba8c23ff3ddf32
2026-08-01 | F | 2026-08-02 01:00 | 2026-08-02 02:00 | 本窗新增并冻结 | 40 | 40 | 31.25% | 128 | 40 | 2026-08-01 09:00 | 2026-08-01 10:00 | VALID | calibrated_PETROM_full_month_P90 | 2026-08 | F¦2026-08-01T22:00:00Z | NEW | 46235.9167 | 20, 20, 0, 0, 0 | 10b325e0140f46889e96a19ebb3faf17875960cdcb01af867bba8c23ff3ddf32
2026-08-01 | d | 2026-08-02 01:00 | 2026-08-02 02:00 | 本窗新增并冻结 | 24 | 24 | 13.71% | 175 | 24 | 2026-08-01 09:00 | 2026-08-01 10:00 | VALID | calibrated_directional_minimum_full_month | 2026-08 | d¦2026-08-01T22:00:00Z | NEW | 46235.9167 |  | 10b325e0140f46889e96a19ebb3faf17875960cdcb01af867bba8c23ff3ddf32
2026-08-01 | u | 2026-08-02 01:00 | 2026-08-02 02:00 | 本窗新增并冻结 | 24 | 24 | 13.71% | 175 | 24 | 2026-08-01 09:00 | 2026-08-01 10:00 | VALID | calibrated_directional_minimum_full_month | 2026-08 | u¦2026-08-01T22:00:00Z | NEW | 46235.9167 |  | 10b325e0140f46889e96a19ebb3faf17875960cdcb01af867bba8c23ff3ddf32
2026-08-01 | DA | 2026-08-02 01:15 | 2026-08-02 01:30 | 本窗新增并冻结 | 0 | 100 |  |  |  | 2026-08-01 13:00 | 2026-08-01 14:00 | VALID |  |  | DA¦2026-08-02_2 | NEW | 46235.9271 |  | 10b325e0140f46889e96a19ebb3faf17875960cdcb01af867bba8c23ff3ddf32
2026-08-01 | DA | 2026-08-02 01:30 | 2026-08-02 01:45 | 本窗新增并冻结 | 0 | 100 |  |  |  | 2026-08-01 13:00 | 2026-08-01 14:00 | VALID |  |  | DA¦2026-08-02_3 | NEW | 46235.9375 |  | 10b325e0140f46889e96a19ebb3faf17875960cdcb01af867bba8c23ff3ddf32
2026-08-01 | DA | 2026-08-02 01:45 | 2026-08-02 02:00 | 本窗新增并冻结 | 0 | 100 |  |  |  | 2026-08-01 13:00 | 2026-08-01 14:00 | VALID |  |  | DA¦2026-08-02_4 | NEW | 46235.9479 |  | 10b325e0140f46889e96a19ebb3faf17875960cdcb01af867bba8c23ff3ddf32
2026-08-01 | DA | 2026-08-02 02:00 | 2026-08-02 02:15 | 本窗新增并冻结 | -0.18025 | 100 |  |  |  | 2026-08-01 13:00 | 2026-08-01 14:00 | VALID |  |  | DA¦2026-08-02_5 | NEW | 46235.9583 |  | 10b325e0140f46889e96a19ebb3faf17875960cdcb01af867bba8c23ff3ddf32
2026-08-01 | F | 2026-08-02 02:00 | 2026-08-02 03:00 | 本窗新增并冻结 | 40 | 40 | 31.25% | 128 | 40 | 2026-08-01 09:00 | 2026-08-01 10:00 | VALID | calibrated_PETROM_full_month_P90 | 2026-08 | F¦2026-08-01T23:00:00Z | NEW | 46235.9583 | 20, 20, 0, 0, 0 | 10b325e0140f46889e96a19ebb3faf17875960cdcb01af867bba8c23ff3ddf32
2026-08-01 | d | 2026-08-02 02:00 | 2026-08-02 03:00 | 本窗新增并冻结 | 24 | 24 | 13.71% | 175 | 24 | 2026-08-01 09:00 | 2026-08-01 10:00 | VALID | calibrated_directional_minimum_full_month | 2026-08 | d¦2026-08-01T23:00:00Z | NEW | 46235.9583 |  | 10b325e0140f46889e96a19ebb3faf17875960cdcb01af867bba8c23ff3ddf32
2026-08-01 | u | 2026-08-02 02:00 | 2026-08-02 03:00 | 本窗新增并冻结 | 24 | 24 | 13.71% | 175 | 24 | 2026-08-01 09:00 | 2026-08-01 10:00 | VALID | calibrated_directional_minimum_full_month | 2026-08 | u¦2026-08-01T23:00:00Z | NEW | 46235.9583 |  | 10b325e0140f46889e96a19ebb3faf17875960cdcb01af867bba8c23ff3ddf32
2026-08-01 | DA | 2026-08-02 02:15 | 2026-08-02 02:30 | 本窗新增并冻结 | -7.3703 | 100 |  |  |  | 2026-08-01 13:00 | 2026-08-01 14:00 | VALID |  |  | DA¦2026-08-02_6 | NEW | 46235.9688 |  | 10b325e0140f46889e96a19ebb3faf17875960cdcb01af867bba8c23ff3ddf32
2026-08-01 | DA | 2026-08-02 02:30 | 2026-08-02 02:45 | 本窗新增并冻结 | 0 | 100 |  |  |  | 2026-08-01 13:00 | 2026-08-01 14:00 | VALID |  |  | DA¦2026-08-02_7 | NEW | 46235.9792 |  | 10b325e0140f46889e96a19ebb3faf17875960cdcb01af867bba8c23ff3ddf32
2026-08-01 | DA | 2026-08-02 02:45 | 2026-08-02 03:00 | 本窗新增并冻结 | 0 | 100 |  |  |  | 2026-08-01 13:00 | 2026-08-01 14:00 | VALID |  |  | DA¦2026-08-02_8 | NEW | 46235.9896 |  | 10b325e0140f46889e96a19ebb3faf17875960cdcb01af867bba8c23ff3ddf32
2026-08-01 | DA | 2026-08-02 03:00 | 2026-08-02 03:15 | 本窗新增并冻结 | 0 | 100 |  |  |  | 2026-08-01 13:00 | 2026-08-01 14:00 | VALID |  |  | DA¦2026-08-02_9 | NEW | 46236 |  | 10b325e0140f46889e96a19ebb3faf17875960cdcb01af867bba8c23ff3ddf32
2026-08-01 | F | 2026-08-02 03:00 | 2026-08-02 04:00 | 本窗新增并冻结 | 40 | 40 | 31.25% | 128 | 40 | 2026-08-01 09:00 | 2026-08-01 10:00 | VALID | calibrated_PETROM_full_month_P90 | 2026-08 | F¦2026-08-02T00:00:00Z | NEW | 46236 | 20, 20, 0, 0, 0 | 10b325e0140f46889e96a19ebb3faf17875960cdcb01af867bba8c23ff3ddf32
2026-08-01 | d | 2026-08-02 03:00 | 2026-08-02 04:00 | 本窗新增并冻结 | 24 | 24 | 13.71% | 175 | 24 | 2026-08-01 09:00 | 2026-08-01 10:00 | VALID | calibrated_directional_minimum_full_month | 2026-08 | d¦2026-08-02T00:00:00Z | NEW | 46236 |  | 10b325e0140f46889e96a19ebb3faf17875960cdcb01af867bba8c23ff3ddf32
2026-08-01 | u | 2026-08-02 03:00 | 2026-08-02 04:00 | 本窗新增并冻结 | 24 | 24 | 13.71% | 175 | 24 | 2026-08-01 09:00 | 2026-08-01 10:00 | VALID | calibrated_directional_minimum_full_month | 2026-08 | u¦2026-08-02T00:00:00Z | NEW | 46236 |  | 10b325e0140f46889e96a19ebb3faf17875960cdcb01af867bba8c23ff3ddf32
2026-08-01 | DA | 2026-08-02 03:15 | 2026-08-02 03:30 | 本窗新增并冻结 | -4.5588 | 100 |  |  |  | 2026-08-01 13:00 | 2026-08-01 14:00 | VALID |  |  | DA¦2026-08-02_10 | NEW | 46236.0104 |  | 10b325e0140f46889e96a19ebb3faf17875960cdcb01af867bba8c23ff3ddf32
2026-08-01 | DA | 2026-08-02 03:30 | 2026-08-02 03:45 | 本窗新增并冻结 | -3.5011 | 100 |  |  |  | 2026-08-01 13:00 | 2026-08-01 14:00 | VALID |  |  | DA¦2026-08-02_11 | NEW | 46236.0208 |  | 10b325e0140f46889e96a19ebb3faf17875960cdcb01af867bba8c23ff3ddf32
2026-08-01 | DA | 2026-08-02 03:45 | 2026-08-02 04:00 | 本窗新增并冻结 | -13.9783 | 100 |  |  |  | 2026-08-01 13:00 | 2026-08-01 14:00 | VALID |  |  | DA¦2026-08-02_12 | NEW | 46236.0312 |  | 10b325e0140f46889e96a19ebb3faf17875960cdcb01af867bba8c23ff3ddf32
2026-08-01 | DA | 2026-08-02 04:00 | 2026-08-02 04:15 | 本窗新增并冻结 | 0 | 100 |  |  |  | 2026-08-01 13:00 | 2026-08-01 14:00 | VALID |  |  | DA¦2026-08-02_13 | NEW | 46236.0417 |  | 10b325e0140f46889e96a19ebb3faf17875960cdcb01af867bba8c23ff3ddf32
2026-08-01 | F | 2026-08-02 04:00 | 2026-08-02 05:00 | 本窗新增并冻结 | 40 | 40 | 31.25% | 128 | 40 | 2026-08-01 09:00 | 2026-08-01 10:00 | VALID | calibrated_PETROM_full_month_P90 | 2026-08 | F¦2026-08-02T01:00:00Z | NEW | 46236.0417 | 20, 20, 0, 0, 0 | 10b325e0140f46889e96a19ebb3faf17875960cdcb01af867bba8c23ff3ddf32
2026-08-01 | d | 2026-08-02 04:00 | 2026-08-02 05:00 | 本窗新增并冻结 | 24 | 24 | 13.71% | 175 | 24 | 2026-08-01 09:00 | 2026-08-01 10:00 | VALID | calibrated_directional_minimum_full_month | 2026-08 | d¦2026-08-02T01:00:00Z | NEW | 46236.0417 |  | 10b325e0140f46889e96a19ebb3faf17875960cdcb01af867bba8c23ff3ddf32
2026-08-01 | u | 2026-08-02 04:00 | 2026-08-02 05:00 | 本窗新增并冻结 | 24 | 24 | 13.71% | 175 | 24 | 2026-08-01 09:00 | 2026-08-01 10:00 | VALID | calibrated_directional_minimum_full_month | 2026-08 | u¦2026-08-02T01:00:00Z | NEW | 46236.0417 |  | 10b325e0140f46889e96a19ebb3faf17875960cdcb01af867bba8c23ff3ddf32
2026-08-01 | DA | 2026-08-02 04:15 | 2026-08-02 04:30 | 本窗新增并冻结 | -24 | 100 |  |  |  | 2026-08-01 13:00 | 2026-08-01 14:00 | VALID |  |  | DA¦2026-08-02_14 | NEW | 46236.0521 |  | 10b325e0140f46889e96a19ebb3faf17875960cdcb01af867bba8c23ff3ddf32
2026-08-01 | DA | 2026-08-02 04:30 | 2026-08-02 04:45 | 本窗新增并冻结 | -22.8738 | 100 |  |  |  | 2026-08-01 13:00 | 2026-08-01 14:00 | VALID |  |  | DA¦2026-08-02_15 | NEW | 46236.0625 |  | 10b325e0140f46889e96a19ebb3faf17875960cdcb01af867bba8c23ff3ddf32
2026-08-01 | DA | 2026-08-02 04:45 | 2026-08-02 05:00 | 本窗新增并冻结 | 0 | 100 |  |  |  | 2026-08-01 13:00 | 2026-08-01 14:00 | VALID |  |  | DA¦2026-08-02_16 | NEW | 46236.0729 |  | 10b325e0140f46889e96a19ebb3faf17875960cdcb01af867bba8c23ff3ddf32
2026-08-01 | DA | 2026-08-02 05:00 | 2026-08-02 05:15 | 本窗新增并冻结 | 0 | 100 |  |  |  | 2026-08-01 13:00 | 2026-08-01 14:00 | VALID |  |  | DA¦2026-08-02_17 | NEW | 46236.0833 |  | 10b325e0140f46889e96a19ebb3faf17875960cdcb01af867bba8c23ff3ddf32
2026-08-01 | F | 2026-08-02 05:00 | 2026-08-02 06:00 | 本窗新增并冻结 | 40 | 40 | 31.25% | 128 | 40 | 2026-08-01 09:00 | 2026-08-01 10:00 | VALID | calibrated_PETROM_full_month_P90 | 2026-08 | F¦2026-08-02T02:00:00Z | NEW | 46236.0833 | 20, 20, 0, 0, 0 | 10b325e0140f46889e96a19ebb3faf17875960cdcb01af867bba8c23ff3ddf32
2026-08-01 | d | 2026-08-02 05:00 | 2026-08-02 06:00 | 本窗新增并冻结 | 24 | 24 | 13.71% | 175 | 24 | 2026-08-01 09:00 | 2026-08-01 10:00 | VALID | calibrated_directional_minimum_full_month | 2026-08 | d¦2026-08-02T02:00:00Z | NEW | 46236.0833 |  | 10b325e0140f46889e96a19ebb3faf17875960cdcb01af867bba8c23ff3ddf32
2026-08-01 | u | 2026-08-02 05:00 | 2026-08-02 06:00 | 本窗新增并冻结 | 24 | 24 | 13.71% | 175 | 24 | 2026-08-01 09:00 | 2026-08-01 10:00 | VALID | calibrated_directional_minimum_full_month | 2026-08 | u¦2026-08-02T02:00:00Z | NEW | 46236.0833 |  | 10b325e0140f46889e96a19ebb3faf17875960cdcb01af867bba8c23ff3ddf32
2026-08-01 | DA | 2026-08-02 05:15 | 2026-08-02 05:30 | 本窗新增并冻结 | 0 | 100 |  |  |  | 2026-08-01 13:00 | 2026-08-01 14:00 | VALID |  |  | DA¦2026-08-02_18 | NEW | 46236.0938 |  | 10b325e0140f46889e96a19ebb3faf17875960cdcb01af867bba8c23ff3ddf32
2026-08-01 | DA | 2026-08-02 05:30 | 2026-08-02 05:45 | 本窗新增并冻结 | 0 | 100 |  |  |  | 2026-08-01 13:00 | 2026-08-01 14:00 | VALID |  |  | DA¦2026-08-02_19 | NEW | 46236.1042 |  | 10b325e0140f46889e96a19ebb3faf17875960cdcb01af867bba8c23ff3ddf32
2026-08-01 | DA | 2026-08-02 05:45 | 2026-08-02 06:00 | 本窗新增并冻结 | 0 | 100 |  |  |  | 2026-08-01 13:00 | 2026-08-01 14:00 | VALID |  |  | DA¦2026-08-02_20 | NEW | 46236.1146 |  | 10b325e0140f46889e96a19ebb3faf17875960cdcb01af867bba8c23ff3ddf32
2026-08-01 | DA | 2026-08-02 06:00 | 2026-08-02 06:15 | 本窗新增并冻结 | 0 | 100 |  |  |  | 2026-08-01 13:00 | 2026-08-01 14:00 | VALID |  |  | DA¦2026-08-02_21 | NEW | 46236.125 |  | 10b325e0140f46889e96a19ebb3faf17875960cdcb01af867bba8c23ff3ddf32
2026-08-01 | F | 2026-08-02 06:00 | 2026-08-02 07:00 | 本窗新增并冻结 | 40 | 40 | 31.25% | 128 | 40 | 2026-08-01 09:00 | 2026-08-01 10:00 | VALID | calibrated_PETROM_full_month_P90 | 2026-08 | F¦2026-08-02T03:00:00Z | NEW | 46236.125 | 20, 20, 0, 0, 0 | 10b325e0140f46889e96a19ebb3faf17875960cdcb01af867bba8c23ff3ddf32
2026-08-01 | d | 2026-08-02 06:00 | 2026-08-02 07:00 | 本窗新增并冻结 | 24 | 24 | 13.71% | 175 | 24 | 2026-08-01 09:00 | 2026-08-01 10:00 | VALID | calibrated_directional_minimum_full_month | 2026-08 | d¦2026-08-02T03:00:00Z | NEW | 46236.125 |  | 10b325e0140f46889e96a19ebb3faf17875960cdcb01af867bba8c23ff3ddf32
2026-08-01 | u | 2026-08-02 06:00 | 2026-08-02 07:00 | 本窗新增并冻结 | 24 | 24 | 13.71% | 175 | 24 | 2026-08-01 09:00 | 2026-08-01 10:00 | VALID | calibrated_directional_minimum_full_month | 2026-08 | u¦2026-08-02T03:00:00Z | NEW | 46236.125 |  | 10b325e0140f46889e96a19ebb3faf17875960cdcb01af867bba8c23ff3ddf32
2026-08-01 | DA | 2026-08-02 06:15 | 2026-08-02 06:30 | 本窗新增并冻结 | 0 | 100 |  |  |  | 2026-08-01 13:00 | 2026-08-01 14:00 | VALID |  |  | DA¦2026-08-02_22 | NEW | 46236.1354 |  | 10b325e0140f46889e96a19ebb3faf17875960cdcb01af867bba8c23ff3ddf32
2026-08-01 | DA | 2026-08-02 06:30 | 2026-08-02 06:45 | 本窗新增并冻结 | 0 | 100 |  |  |  | 2026-08-01 13:00 | 2026-08-01 14:00 | VALID |  |  | DA¦2026-08-02_23 | NEW | 46236.1458 |  | 10b325e0140f46889e96a19ebb3faf17875960cdcb01af867bba8c23ff3ddf32
2026-08-01 | DA | 2026-08-02 06:45 | 2026-08-02 07:00 | 本窗新增并冻结 | 0 | 100 |  |  |  | 2026-08-01 13:00 | 2026-08-01 14:00 | VALID |  |  | DA¦2026-08-02_24 | NEW | 46236.1562 |  | 10b325e0140f46889e96a19ebb3faf17875960cdcb01af867bba8c23ff3ddf32
2026-08-01 | DA | 2026-08-02 07:00 | 2026-08-02 07:15 | 本窗新增并冻结 | 3.5945 | 100 |  |  |  | 2026-08-01 13:00 | 2026-08-01 14:00 | VALID |  |  | DA¦2026-08-02_25 | NEW | 46236.1667 |  | 10b325e0140f46889e96a19ebb3faf17875960cdcb01af867bba8c23ff3ddf32
2026-08-01 | F | 2026-08-02 07:00 | 2026-08-02 08:00 | 本窗新增并冻结 | 40 | 40 | 31.25% | 128 | 40 | 2026-08-01 09:00 | 2026-08-01 10:00 | VALID | calibrated_PETROM_full_month_P90 | 2026-08 | F¦2026-08-02T04:00:00Z | NEW | 46236.1667 | 20, 20, 0, 0, 0 | 10b325e0140f46889e96a19ebb3faf17875960cdcb01af867bba8c23ff3ddf32
2026-08-01 | d | 2026-08-02 07:00 | 2026-08-02 08:00 | 本窗新增并冻结 | 24 | 24 | 13.71% | 175 | 24 | 2026-08-01 09:00 | 2026-08-01 10:00 | VALID | calibrated_directional_minimum_full_month | 2026-08 | d¦2026-08-02T04:00:00Z | NEW | 46236.1667 |  | 10b325e0140f46889e96a19ebb3faf17875960cdcb01af867bba8c23ff3ddf32
2026-08-01 | u | 2026-08-02 07:00 | 2026-08-02 08:00 | 本窗新增并冻结 | 24 | 24 | 13.71% | 175 | 24 | 2026-08-01 09:00 | 2026-08-01 10:00 | VALID | calibrated_directional_minimum_full_month | 2026-08 | u¦2026-08-02T04:00:00Z | NEW | 46236.1667 |  | 10b325e0140f46889e96a19ebb3faf17875960cdcb01af867bba8c23ff3ddf32
2026-08-01 | DA | 2026-08-02 07:15 | 2026-08-02 07:30 | 本窗新增并冻结 | 3.097 | 100 |  |  |  | 2026-08-01 13:00 | 2026-08-01 14:00 | VALID |  |  | DA¦2026-08-02_26 | NEW | 46236.1771 |  | 10b325e0140f46889e96a19ebb3faf17875960cdcb01af867bba8c23ff3ddf32
2026-08-01 | DA | 2026-08-02 07:30 | 2026-08-02 07:45 | 本窗新增并冻结 | 2.561 | 100 |  |  |  | 2026-08-01 13:00 | 2026-08-01 14:00 | VALID |  |  | DA¦2026-08-02_27 | NEW | 46236.1875 |  | 10b325e0140f46889e96a19ebb3faf17875960cdcb01af867bba8c23ff3ddf32
2026-08-01 | DA | 2026-08-02 07:45 | 2026-08-02 08:00 | 本窗新增并冻结 | 0 | 100 |  |  |  | 2026-08-01 13:00 | 2026-08-01 14:00 | VALID |  |  | DA¦2026-08-02_28 | NEW | 46236.1979 |  | 10b325e0140f46889e96a19ebb3faf17875960cdcb01af867bba8c23ff3ddf32
2026-08-01 | DA | 2026-08-02 08:00 | 2026-08-02 08:15 | 本窗新增并冻结 | 4.6953 | 100 |  |  |  | 2026-08-01 13:00 | 2026-08-01 14:00 | VALID |  |  | DA¦2026-08-02_29 | NEW | 46236.2083 |  | 10b325e0140f46889e96a19ebb3faf17875960cdcb01af867bba8c23ff3ddf32
2026-08-01 | F | 2026-08-02 08:00 | 2026-08-02 09:00 | 本窗新增并冻结 | 40 | 40 | 31.25% | 128 | 40 | 2026-08-01 09:00 | 2026-08-01 10:00 | VALID | calibrated_PETROM_full_month_P90 | 2026-08 | F¦2026-08-02T05:00:00Z | NEW | 46236.2083 | 20, 20, 0, 0, 0 | 10b325e0140f46889e96a19ebb3faf17875960cdcb01af867bba8c23ff3ddf32
2026-08-01 | d | 2026-08-02 08:00 | 2026-08-02 09:00 | 本窗新增并冻结 | 24 | 24 | 13.71% | 175 | 24 | 2026-08-01 09:00 | 2026-08-01 10:00 | VALID | calibrated_directional_minimum_full_month | 2026-08 | d¦2026-08-02T05:00:00Z | NEW | 46236.2083 |  | 10b325e0140f46889e96a19ebb3faf17875960cdcb01af867bba8c23ff3ddf32
2026-08-01 | u | 2026-08-02 08:00 | 2026-08-02 09:00 | 本窗新增并冻结 | 24 | 24 | 13.71% | 175 | 24 | 2026-08-01 09:00 | 2026-08-01 10:00 | VALID | calibrated_directional_minimum_full_month | 2026-08 | u¦2026-08-02T05:00:00Z | NEW | 46236.2083 |  | 10b325e0140f46889e96a19ebb3faf17875960cdcb01af867bba8c23ff3ddf32
2026-08-01 | DA | 2026-08-02 08:15 | 2026-08-02 08:30 | 本窗新增并冻结 | 4.9199 | 100 |  |  |  | 2026-08-01 13:00 | 2026-08-01 14:00 | VALID |  |  | DA¦2026-08-02_30 | NEW | 46236.2188 |  | 10b325e0140f46889e96a19ebb3faf17875960cdcb01af867bba8c23ff3ddf32
2026-08-01 | DA | 2026-08-02 08:30 | 2026-08-02 08:45 | 本窗新增并冻结 | 0 | 100 |  |  |  | 2026-08-01 13:00 | 2026-08-01 14:00 | VALID |  |  | DA¦2026-08-02_31 | NEW | 46236.2292 |  | 10b325e0140f46889e96a19ebb3faf17875960cdcb01af867bba8c23ff3ddf32
2026-08-01 | DA | 2026-08-02 08:45 | 2026-08-02 09:00 | 本窗新增并冻结 | -35.9012 | 100 |  |  |  | 2026-08-01 13:00 | 2026-08-01 14:00 | VALID |  |  | DA¦2026-08-02_32 | NEW | 46236.2396 |  | 10b325e0140f46889e96a19ebb3faf17875960cdcb01af867bba8c23ff3ddf32
2026-08-01 | DA | 2026-08-02 09:00 | 2026-08-02 09:15 | 本窗新增并冻结 | 36 | 100 |  |  |  | 2026-08-01 13:00 | 2026-08-01 14:00 | VALID |  |  | DA¦2026-08-02_33 | NEW | 46236.25 |  | 10b325e0140f46889e96a19ebb3faf17875960cdcb01af867bba8c23ff3ddf32
2026-08-01 | F | 2026-08-02 09:00 | 2026-08-02 10:00 | 本窗新增并冻结 | 40 | 40 | 31.25% | 128 | 40 | 2026-08-01 09:00 | 2026-08-01 10:00 | VALID | calibrated_PETROM_full_month_P90 | 2026-08 | F¦2026-08-02T06:00:00Z | NEW | 46236.25 | 20, 20, 0, 0, 0 | 10b325e0140f46889e96a19ebb3faf17875960cdcb01af867bba8c23ff3ddf32
2026-08-01 | d | 2026-08-02 09:00 | 2026-08-02 10:00 | 本窗新增并冻结 | 24 | 24 | 13.71% | 175 | 24 | 2026-08-01 09:00 | 2026-08-01 10:00 | VALID | calibrated_directional_minimum_full_month | 2026-08 | d¦2026-08-02T06:00:00Z | NEW | 46236.25 |  | 10b325e0140f46889e96a19ebb3faf17875960cdcb01af867bba8c23ff3ddf32
2026-08-01 | u | 2026-08-02 09:00 | 2026-08-02 10:00 | 本窗新增并冻结 | 24 | 24 | 13.71% | 175 | 24 | 2026-08-01 09:00 | 2026-08-01 10:00 | VALID | calibrated_directional_minimum_full_month | 2026-08 | u¦2026-08-02T06:00:00Z | NEW | 46236.25 |  | 10b325e0140f46889e96a19ebb3faf17875960cdcb01af867bba8c23ff3ddf32
2026-08-01 | DA | 2026-08-02 09:15 | 2026-08-02 09:30 | 本窗新增并冻结 | 0 | 100 |  |  |  | 2026-08-01 13:00 | 2026-08-01 14:00 | VALID |  |  | DA¦2026-08-02_34 | NEW | 46236.2604 |  | 10b325e0140f46889e96a19ebb3faf17875960cdcb01af867bba8c23ff3ddf32
2026-08-01 | DA | 2026-08-02 09:30 | 2026-08-02 09:45 | 本窗新增并冻结 | 0 | 100 |  |  |  | 2026-08-01 13:00 | 2026-08-01 14:00 | VALID |  |  | DA¦2026-08-02_35 | NEW | 46236.2708 |  | 10b325e0140f46889e96a19ebb3faf17875960cdcb01af867bba8c23ff3ddf32
2026-08-01 | DA | 2026-08-02 09:45 | 2026-08-02 10:00 | 本窗新增并冻结 | -4.31 | 100 |  |  |  | 2026-08-01 13:00 | 2026-08-01 14:00 | VALID |  |  | DA¦2026-08-02_36 | NEW | 46236.2812 |  | 10b325e0140f46889e96a19ebb3faf17875960cdcb01af867bba8c23ff3ddf32
2026-08-01 | DA | 2026-08-02 10:00 | 2026-08-02 10:15 | 本窗新增并冻结 | 0 | 100 |  |  |  | 2026-08-01 13:00 | 2026-08-01 14:00 | VALID |  |  | DA¦2026-08-02_37 | NEW | 46236.2917 |  | 10b325e0140f46889e96a19ebb3faf17875960cdcb01af867bba8c23ff3ddf32
2026-08-01 | F | 2026-08-02 10:00 | 2026-08-02 11:00 | 本窗新增并冻结 | 40 | 40 | 31.25% | 128 | 40 | 2026-08-01 09:00 | 2026-08-01 10:00 | VALID | calibrated_PETROM_full_month_P90 | 2026-08 | F¦2026-08-02T07:00:00Z | NEW | 46236.2917 | 20, 20, 0, 0, 0 | 10b325e0140f46889e96a19ebb3faf17875960cdcb01af867bba8c23ff3ddf32
2026-08-01 | d | 2026-08-02 10:00 | 2026-08-02 11:00 | 本窗新增并冻结 | 24 | 24 | 13.71% | 175 | 24 | 2026-08-01 09:00 | 2026-08-01 10:00 | VALID | calibrated_directional_minimum_full_month | 2026-08 | d¦2026-08-02T07:00:00Z | NEW | 46236.2917 |  | 10b325e0140f46889e96a19ebb3faf17875960cdcb01af867bba8c23ff3ddf32
2026-08-01 | u | 2026-08-02 10:00 | 2026-08-02 11:00 | 本窗新增并冻结 | 24 | 24 | 13.71% | 175 | 24 | 2026-08-01 09:00 | 2026-08-01 10:00 | VALID | calibrated_directional_minimum_full_month | 2026-08 | u¦2026-08-02T07:00:00Z | NEW | 46236.2917 |  | 10b325e0140f46889e96a19ebb3faf17875960cdcb01af867bba8c23ff3ddf32
2026-08-01 | DA | 2026-08-02 10:15 | 2026-08-02 10:30 | 本窗新增并冻结 | 0 | 100 |  |  |  | 2026-08-01 13:00 | 2026-08-01 14:00 | VALID |  |  | DA¦2026-08-02_38 | NEW | 46236.3021 |  | 10b325e0140f46889e96a19ebb3faf17875960cdcb01af867bba8c23ff3ddf32
2026-08-01 | DA | 2026-08-02 10:30 | 2026-08-02 10:45 | 本窗新增并冻结 | 1.4802 | 100 |  |  |  | 2026-08-01 13:00 | 2026-08-01 14:00 | VALID |  |  | DA¦2026-08-02_39 | NEW | 46236.3125 |  | 10b325e0140f46889e96a19ebb3faf17875960cdcb01af867bba8c23ff3ddf32
2026-08-01 | DA | 2026-08-02 10:45 | 2026-08-02 11:00 | 本窗新增并冻结 | 0 | 100 |  |  |  | 2026-08-01 13:00 | 2026-08-01 14:00 | VALID |  |  | DA¦2026-08-02_40 | NEW | 46236.3229 |  | 10b325e0140f46889e96a19ebb3faf17875960cdcb01af867bba8c23ff3ddf32
2026-08-01 | DA | 2026-08-02 11:00 | 2026-08-02 11:15 | 本窗新增并冻结 | 8.9915 | 100 |  |  |  | 2026-08-01 13:00 | 2026-08-01 14:00 | VALID |  |  | DA¦2026-08-02_41 | NEW | 46236.3333 |  | 10b325e0140f46889e96a19ebb3faf17875960cdcb01af867bba8c23ff3ddf32
2026-08-01 | F | 2026-08-02 11:00 | 2026-08-02 12:00 | 本窗新增并冻结 | 40 | 40 | 31.25% | 128 | 40 | 2026-08-01 09:00 | 2026-08-01 10:00 | VALID | calibrated_PETROM_full_month_P90 | 2026-08 | F¦2026-08-02T08:00:00Z | NEW | 46236.3333 | 20, 20, 0, 0, 0 | 10b325e0140f46889e96a19ebb3faf17875960cdcb01af867bba8c23ff3ddf32
2026-08-01 | d | 2026-08-02 11:00 | 2026-08-02 12:00 | 本窗新增并冻结 | 24 | 24 | 13.71% | 175 | 24 | 2026-08-01 09:00 | 2026-08-01 10:00 | VALID | calibrated_directional_minimum_full_month | 2026-08 | d¦2026-08-02T08:00:00Z | NEW | 46236.3333 |  | 10b325e0140f46889e96a19ebb3faf17875960cdcb01af867bba8c23ff3ddf32
2026-08-01 | u | 2026-08-02 11:00 | 2026-08-02 12:00 | 本窗新增并冻结 | 24 | 24 | 13.71% | 175 | 24 | 2026-08-01 09:00 | 2026-08-01 10:00 | VALID | calibrated_directional_minimum_full_month | 2026-08 | u¦2026-08-02T08:00:00Z | NEW | 46236.3333 |  | 10b325e0140f46889e96a19ebb3faf17875960cdcb01af867bba8c23ff3ddf32
2026-08-01 | DA | 2026-08-02 11:15 | 2026-08-02 11:30 | 本窗新增并冻结 | -36 | 100 |  |  |  | 2026-08-01 13:00 | 2026-08-01 14:00 | VALID |  |  | DA¦2026-08-02_42 | NEW | 46236.3438 |  | 10b325e0140f46889e96a19ebb3faf17875960cdcb01af867bba8c23ff3ddf32
2026-08-01 | DA | 2026-08-02 11:30 | 2026-08-02 11:45 | 本窗新增并冻结 | -36 | 100 |  |  |  | 2026-08-01 13:00 | 2026-08-01 14:00 | VALID |  |  | DA¦2026-08-02_43 | NEW | 46236.3542 |  | 10b325e0140f46889e96a19ebb3faf17875960cdcb01af867bba8c23ff3ddf32
2026-08-01 | DA | 2026-08-02 11:45 | 2026-08-02 12:00 | 本窗新增并冻结 | -36 | 100 |  |  |  | 2026-08-01 13:00 | 2026-08-01 14:00 | VALID |  |  | DA¦2026-08-02_44 | NEW | 46236.3646 |  | 10b325e0140f46889e96a19ebb3faf17875960cdcb01af867bba8c23ff3ddf32
2026-08-01 | DA | 2026-08-02 12:00 | 2026-08-02 12:15 | 本窗新增并冻结 | -36 | 100 |  |  |  | 2026-08-01 13:00 | 2026-08-01 14:00 | VALID |  |  | DA¦2026-08-02_45 | NEW | 46236.375 |  | 10b325e0140f46889e96a19ebb3faf17875960cdcb01af867bba8c23ff3ddf32
2026-08-01 | F | 2026-08-02 12:00 | 2026-08-02 13:00 | 本窗新增并冻结 | 40 | 40 | 31.25% | 128 | 40 | 2026-08-01 09:00 | 2026-08-01 10:00 | VALID | calibrated_PETROM_full_month_P90 | 2026-08 | F¦2026-08-02T09:00:00Z | NEW | 46236.375 | 20, 20, 0, 0, 0 | 10b325e0140f46889e96a19ebb3faf17875960cdcb01af867bba8c23ff3ddf32
2026-08-01 | d | 2026-08-02 12:00 | 2026-08-02 13:00 | 本窗新增并冻结 | 24 | 24 | 13.71% | 175 | 24 | 2026-08-01 09:00 | 2026-08-01 10:00 | VALID | calibrated_directional_minimum_full_month | 2026-08 | d¦2026-08-02T09:00:00Z | NEW | 46236.375 |  | 10b325e0140f46889e96a19ebb3faf17875960cdcb01af867bba8c23ff3ddf32
2026-08-01 | u | 2026-08-02 12:00 | 2026-08-02 13:00 | 本窗新增并冻结 | 24 | 24 | 13.71% | 175 | 24 | 2026-08-01 09:00 | 2026-08-01 10:00 | VALID | calibrated_directional_minimum_full_month | 2026-08 | u¦2026-08-02T09:00:00Z | NEW | 46236.375 |  | 10b325e0140f46889e96a19ebb3faf17875960cdcb01af867bba8c23ff3ddf32
2026-08-01 | DA | 2026-08-02 12:15 | 2026-08-02 12:30 | 本窗新增并冻结 | -36 | 100 |  |  |  | 2026-08-01 13:00 | 2026-08-01 14:00 | VALID |  |  | DA¦2026-08-02_46 | NEW | 46236.3854 |  | 10b325e0140f46889e96a19ebb3faf17875960cdcb01af867bba8c23ff3ddf32
2026-08-01 | DA | 2026-08-02 12:30 | 2026-08-02 12:45 | 本窗新增并冻结 | -36 | 100 |  |  |  | 2026-08-01 13:00 | 2026-08-01 14:00 | VALID |  |  | DA¦2026-08-02_47 | NEW | 46236.3958 |  | 10b325e0140f46889e96a19ebb3faf17875960cdcb01af867bba8c23ff3ddf32
2026-08-01 | DA | 2026-08-02 12:45 | 2026-08-02 13:00 | 本窗新增并冻结 | -36 | 100 |  |  |  | 2026-08-01 13:00 | 2026-08-01 14:00 | VALID |  |  | DA¦2026-08-02_48 | NEW | 46236.4062 |  | 10b325e0140f46889e96a19ebb3faf17875960cdcb01af867bba8c23ff3ddf32
2026-08-01 | DA | 2026-08-02 13:00 | 2026-08-02 13:15 | 本窗新增并冻结 | -36 | 100 |  |  |  | 2026-08-01 13:00 | 2026-08-01 14:00 | VALID |  |  | DA¦2026-08-02_49 | NEW | 46236.4167 |  | 10b325e0140f46889e96a19ebb3faf17875960cdcb01af867bba8c23ff3ddf32
2026-08-01 | F | 2026-08-02 13:00 | 2026-08-02 14:00 | 本窗新增并冻结 | 40 | 40 | 31.25% | 128 | 40 | 2026-08-01 09:00 | 2026-08-01 10:00 | VALID | calibrated_PETROM_full_month_P90 | 2026-08 | F¦2026-08-02T10:00:00Z | NEW | 46236.4167 | 20, 20, 0, 0, 0 | 10b325e0140f46889e96a19ebb3faf17875960cdcb01af867bba8c23ff3ddf32
2026-08-01 | d | 2026-08-02 13:00 | 2026-08-02 14:00 | 本窗新增并冻结 | 24 | 24 | 13.71% | 175 | 24 | 2026-08-01 09:00 | 2026-08-01 10:00 | VALID | calibrated_directional_minimum_full_month | 2026-08 | d¦2026-08-02T10:00:00Z | NEW | 46236.4167 |  | 10b325e0140f46889e96a19ebb3faf17875960cdcb01af867bba8c23ff3ddf32
2026-08-01 | u | 2026-08-02 13:00 | 2026-08-02 14:00 | 本窗新增并冻结 | 24 | 24 | 13.71% | 175 | 24 | 2026-08-01 09:00 | 2026-08-01 10:00 | VALID | calibrated_directional_minimum_full_month | 2026-08 | u¦2026-08-02T10:00:00Z | NEW | 46236.4167 |  | 10b325e0140f46889e96a19ebb3faf17875960cdcb01af867bba8c23ff3ddf32
2026-08-01 | DA | 2026-08-02 13:15 | 2026-08-02 13:30 | 本窗新增并冻结 | -36 | 100 |  |  |  | 2026-08-01 13:00 | 2026-08-01 14:00 | VALID |  |  | DA¦2026-08-02_50 | NEW | 46236.4271 |  | 10b325e0140f46889e96a19ebb3faf17875960cdcb01af867bba8c23ff3ddf32
2026-08-01 | DA | 2026-08-02 13:30 | 2026-08-02 13:45 | 本窗新增并冻结 | -36 | 100 |  |  |  | 2026-08-01 13:00 | 2026-08-01 14:00 | VALID |  |  | DA¦2026-08-02_51 | NEW | 46236.4375 |  | 10b325e0140f46889e96a19ebb3faf17875960cdcb01af867bba8c23ff3ddf32
2026-08-01 | DA | 2026-08-02 13:45 | 2026-08-02 14:00 | 本窗新增并冻结 | 0 | 100 |  |  |  | 2026-08-01 13:00 | 2026-08-01 14:00 | VALID |  |  | DA¦2026-08-02_52 | NEW | 46236.4479 |  | 10b325e0140f46889e96a19ebb3faf17875960cdcb01af867bba8c23ff3ddf32
2026-08-01 | DA | 2026-08-02 14:00 | 2026-08-02 14:15 | 本窗新增并冻结 | -9.7215 | 100 |  |  |  | 2026-08-01 13:00 | 2026-08-01 14:00 | VALID |  |  | DA¦2026-08-02_53 | NEW | 46236.4583 |  | 10b325e0140f46889e96a19ebb3faf17875960cdcb01af867bba8c23ff3ddf32
2026-08-01 | F | 2026-08-02 14:00 | 2026-08-02 15:00 | 本窗新增并冻结 | 40 | 40 | 31.25% | 128 | 40 | 2026-08-01 09:00 | 2026-08-01 10:00 | VALID | calibrated_PETROM_full_month_P90 | 2026-08 | F¦2026-08-02T11:00:00Z | NEW | 46236.4583 | 20, 20, 0, 0, 0 | 10b325e0140f46889e96a19ebb3faf17875960cdcb01af867bba8c23ff3ddf32
2026-08-01 | d | 2026-08-02 14:00 | 2026-08-02 15:00 | 本窗新增并冻结 | 24 | 24 | 13.71% | 175 | 24 | 2026-08-01 09:00 | 2026-08-01 10:00 | VALID | calibrated_directional_minimum_full_month | 2026-08 | d¦2026-08-02T11:00:00Z | NEW | 46236.4583 |  | 10b325e0140f46889e96a19ebb3faf17875960cdcb01af867bba8c23ff3ddf32
2026-08-01 | u | 2026-08-02 14:00 | 2026-08-02 15:00 | 本窗新增并冻结 | 24 | 24 | 13.71% | 175 | 24 | 2026-08-01 09:00 | 2026-08-01 10:00 | VALID | calibrated_directional_minimum_full_month | 2026-08 | u¦2026-08-02T11:00:00Z | NEW | 46236.4583 |  | 10b325e0140f46889e96a19ebb3faf17875960cdcb01af867bba8c23ff3ddf32
2026-08-01 | DA | 2026-08-02 14:15 | 2026-08-02 14:30 | 本窗新增并冻结 | -36 | 100 |  |  |  | 2026-08-01 13:00 | 2026-08-01 14:00 | VALID |  |  | DA¦2026-08-02_54 | NEW | 46236.4688 |  | 10b325e0140f46889e96a19ebb3faf17875960cdcb01af867bba8c23ff3ddf32
2026-08-01 | DA | 2026-08-02 14:30 | 2026-08-02 14:45 | 本窗新增并冻结 | -36 | 100 |  |  |  | 2026-08-01 13:00 | 2026-08-01 14:00 | VALID |  |  | DA¦2026-08-02_55 | NEW | 46236.4792 |  | 10b325e0140f46889e96a19ebb3faf17875960cdcb01af867bba8c23ff3ddf32
2026-08-01 | DA | 2026-08-02 14:45 | 2026-08-02 15:00 | 本窗新增并冻结 | -36 | 100 |  |  |  | 2026-08-01 13:00 | 2026-08-01 14:00 | VALID |  |  | DA¦2026-08-02_56 | NEW | 46236.4896 |  | 10b325e0140f46889e96a19ebb3faf17875960cdcb01af867bba8c23ff3ddf32
2026-08-01 | DA | 2026-08-02 15:00 | 2026-08-02 15:15 | 本窗新增并冻结 | 36 | 100 |  |  |  | 2026-08-01 13:00 | 2026-08-01 14:00 | VALID |  |  | DA¦2026-08-02_57 | NEW | 46236.5 |  | 10b325e0140f46889e96a19ebb3faf17875960cdcb01af867bba8c23ff3ddf32
2026-08-01 | F | 2026-08-02 15:00 | 2026-08-02 16:00 | 本窗新增并冻结 | 40 | 40 | 31.25% | 128 | 40 | 2026-08-01 09:00 | 2026-08-01 10:00 | VALID | calibrated_PETROM_full_month_P90 | 2026-08 | F¦2026-08-02T12:00:00Z | NEW | 46236.5 | 20, 20, 0, 0, 0 | 10b325e0140f46889e96a19ebb3faf17875960cdcb01af867bba8c23ff3ddf32
2026-08-01 | d | 2026-08-02 15:00 | 2026-08-02 16:00 | 本窗新增并冻结 | 24 | 24 | 13.71% | 175 | 24 | 2026-08-01 09:00 | 2026-08-01 10:00 | VALID | calibrated_directional_minimum_full_month | 2026-08 | d¦2026-08-02T12:00:00Z | NEW | 46236.5 |  | 10b325e0140f46889e96a19ebb3faf17875960cdcb01af867bba8c23ff3ddf32
2026-08-01 | u | 2026-08-02 15:00 | 2026-08-02 16:00 | 本窗新增并冻结 | 24 | 24 | 13.71% | 175 | 24 | 2026-08-01 09:00 | 2026-08-01 10:00 | VALID | calibrated_directional_minimum_full_month | 2026-08 | u¦2026-08-02T12:00:00Z | NEW | 46236.5 |  | 10b325e0140f46889e96a19ebb3faf17875960cdcb01af867bba8c23ff3ddf32
2026-08-01 | DA | 2026-08-02 15:15 | 2026-08-02 15:30 | 本窗新增并冻结 | 36 | 100 |  |  |  | 2026-08-01 13:00 | 2026-08-01 14:00 | VALID |  |  | DA¦2026-08-02_58 | NEW | 46236.5104 |  | 10b325e0140f46889e96a19ebb3faf17875960cdcb01af867bba8c23ff3ddf32
2026-08-01 | DA | 2026-08-02 15:30 | 2026-08-02 15:45 | 本窗新增并冻结 | -36 | 100 |  |  |  | 2026-08-01 13:00 | 2026-08-01 14:00 | VALID |  |  | DA¦2026-08-02_59 | NEW | 46236.5208 |  | 10b325e0140f46889e96a19ebb3faf17875960cdcb01af867bba8c23ff3ddf32
2026-08-01 | DA | 2026-08-02 15:45 | 2026-08-02 16:00 | 本窗新增并冻结 | -36 | 100 |  |  |  | 2026-08-01 13:00 | 2026-08-01 14:00 | VALID |  |  | DA¦2026-08-02_60 | NEW | 46236.5312 |  | 10b325e0140f46889e96a19ebb3faf17875960cdcb01af867bba8c23ff3ddf32
2026-08-01 | DA | 2026-08-02 16:00 | 2026-08-02 16:15 | 本窗新增并冻结 | 0 | 100 |  |  |  | 2026-08-01 13:00 | 2026-08-01 14:00 | VALID |  |  | DA¦2026-08-02_61 | NEW | 46236.5417 |  | 10b325e0140f46889e96a19ebb3faf17875960cdcb01af867bba8c23ff3ddf32
2026-08-01 | F | 2026-08-02 16:00 | 2026-08-02 17:00 | 本窗新增并冻结 | 40 | 40 | 31.25% | 128 | 40 | 2026-08-01 09:00 | 2026-08-01 10:00 | VALID | calibrated_PETROM_full_month_P90 | 2026-08 | F¦2026-08-02T13:00:00Z | NEW | 46236.5417 | 20, 20, 0, 0, 0 | 10b325e0140f46889e96a19ebb3faf17875960cdcb01af867bba8c23ff3ddf32
2026-08-01 | d | 2026-08-02 16:00 | 2026-08-02 17:00 | 本窗新增并冻结 | 24 | 24 | 13.71% | 175 | 24 | 2026-08-01 09:00 | 2026-08-01 10:00 | VALID | calibrated_directional_minimum_full_month | 2026-08 | d¦2026-08-02T13:00:00Z | NEW | 46236.5417 |  | 10b325e0140f46889e96a19ebb3faf17875960cdcb01af867bba8c23ff3ddf32
2026-08-01 | u | 2026-08-02 16:00 | 2026-08-02 17:00 | 本窗新增并冻结 | 24 | 24 | 13.71% | 175 | 24 | 2026-08-01 09:00 | 2026-08-01 10:00 | VALID | calibrated_directional_minimum_full_month | 2026-08 | u¦2026-08-02T13:00:00Z | NEW | 46236.5417 |  | 10b325e0140f46889e96a19ebb3faf17875960cdcb01af867bba8c23ff3ddf32
2026-08-01 | DA | 2026-08-02 16:15 | 2026-08-02 16:30 | 本窗新增并冻结 | -1.5136 | 100 |  |  |  | 2026-08-01 13:00 | 2026-08-01 14:00 | VALID |  |  | DA¦2026-08-02_62 | NEW | 46236.5521 |  | 10b325e0140f46889e96a19ebb3faf17875960cdcb01af867bba8c23ff3ddf32
2026-08-01 | DA | 2026-08-02 16:30 | 2026-08-02 16:45 | 本窗新增并冻结 | -2.8374 | 100 |  |  |  | 2026-08-01 13:00 | 2026-08-01 14:00 | VALID |  |  | DA¦2026-08-02_63 | NEW | 46236.5625 |  | 10b325e0140f46889e96a19ebb3faf17875960cdcb01af867bba8c23ff3ddf32
2026-08-01 | DA | 2026-08-02 16:45 | 2026-08-02 17:00 | 本窗新增并冻结 | -0.47971 | 100 |  |  |  | 2026-08-01 13:00 | 2026-08-01 14:00 | VALID |  |  | DA¦2026-08-02_64 | NEW | 46236.5729 |  | 10b325e0140f46889e96a19ebb3faf17875960cdcb01af867bba8c23ff3ddf32
2026-08-01 | DA | 2026-08-02 17:00 | 2026-08-02 17:15 | 本窗新增并冻结 | 0.20655 | 100 |  |  |  | 2026-08-01 13:00 | 2026-08-01 14:00 | VALID |  |  | DA¦2026-08-02_65 | NEW | 46236.5833 |  | 10b325e0140f46889e96a19ebb3faf17875960cdcb01af867bba8c23ff3ddf32
2026-08-01 | F | 2026-08-02 17:00 | 2026-08-02 18:00 | 本窗新增并冻结 | 40 | 40 | 31.25% | 128 | 40 | 2026-08-01 09:00 | 2026-08-01 10:00 | VALID | calibrated_PETROM_full_month_P90 | 2026-08 | F¦2026-08-02T14:00:00Z | NEW | 46236.5833 | 20, 20, 0, 0, 0 | 10b325e0140f46889e96a19ebb3faf17875960cdcb01af867bba8c23ff3ddf32
2026-08-01 | d | 2026-08-02 17:00 | 2026-08-02 18:00 | 本窗新增并冻结 | 24 | 24 | 13.71% | 175 | 24 | 2026-08-01 09:00 | 2026-08-01 10:00 | VALID | calibrated_directional_minimum_full_month | 2026-08 | d¦2026-08-02T14:00:00Z | NEW | 46236.5833 |  | 10b325e0140f46889e96a19ebb3faf17875960cdcb01af867bba8c23ff3ddf32
2026-08-01 | u | 2026-08-02 17:00 | 2026-08-02 18:00 | 本窗新增并冻结 | 24 | 24 | 13.71% | 175 | 24 | 2026-08-01 09:00 | 2026-08-01 10:00 | VALID | calibrated_directional_minimum_full_month | 2026-08 | u¦2026-08-02T14:00:00Z | NEW | 46236.5833 |  | 10b325e0140f46889e96a19ebb3faf17875960cdcb01af867bba8c23ff3ddf32
2026-08-01 | DA | 2026-08-02 17:15 | 2026-08-02 17:30 | 本窗新增并冻结 | -3.1951 | 100 |  |  |  | 2026-08-01 13:00 | 2026-08-01 14:00 | VALID |  |  | DA¦2026-08-02_66 | NEW | 46236.5938 |  | 10b325e0140f46889e96a19ebb3faf17875960cdcb01af867bba8c23ff3ddf32
2026-08-01 | DA | 2026-08-02 17:30 | 2026-08-02 17:45 | 本窗新增并冻结 | -5.3278 | 100 |  |  |  | 2026-08-01 13:00 | 2026-08-01 14:00 | VALID |  |  | DA¦2026-08-02_67 | NEW | 46236.6042 |  | 10b325e0140f46889e96a19ebb3faf17875960cdcb01af867bba8c23ff3ddf32
2026-08-01 | DA | 2026-08-02 17:45 | 2026-08-02 18:00 | 本窗新增并冻结 | 36 | 100 |  |  |  | 2026-08-01 13:00 | 2026-08-01 14:00 | VALID |  |  | DA¦2026-08-02_68 | NEW | 46236.6146 |  | 10b325e0140f46889e96a19ebb3faf17875960cdcb01af867bba8c23ff3ddf32
2026-08-01 | DA | 2026-08-02 18:00 | 2026-08-02 18:15 | 本窗新增并冻结 | -60 | 100 |  |  |  | 2026-08-01 13:00 | 2026-08-01 14:00 | VALID |  |  | DA¦2026-08-02_69 | NEW | 46236.625 |  | 10b325e0140f46889e96a19ebb3faf17875960cdcb01af867bba8c23ff3ddf32
2026-08-01 | F | 2026-08-02 18:00 | 2026-08-02 19:00 | 本窗新增并冻结 | 40 | 40 | 31.25% | 128 | 40 | 2026-08-01 09:00 | 2026-08-01 10:00 | VALID | calibrated_PETROM_full_month_P90 | 2026-08 | F¦2026-08-02T15:00:00Z | NEW | 46236.625 | 20, 20, 0, 0, 0 | 10b325e0140f46889e96a19ebb3faf17875960cdcb01af867bba8c23ff3ddf32
2026-08-01 | d | 2026-08-02 18:00 | 2026-08-02 19:00 | 本窗新增并冻结 | 0 | 24 | 13.71% | 175 | 24 | 2026-08-01 09:00 | 2026-08-01 10:00 | VALID | calibrated_directional_minimum_full_month | 2026-08 | d¦2026-08-02T15:00:00Z | NEW | 46236.625 |  | 10b325e0140f46889e96a19ebb3faf17875960cdcb01af867bba8c23ff3ddf32
2026-08-01 | u | 2026-08-02 18:00 | 2026-08-02 19:00 | 本窗新增并冻结 | 24 | 24 | 13.71% | 175 | 24 | 2026-08-01 09:00 | 2026-08-01 10:00 | VALID | calibrated_directional_minimum_full_month | 2026-08 | u¦2026-08-02T15:00:00Z | NEW | 46236.625 |  | 10b325e0140f46889e96a19ebb3faf17875960cdcb01af867bba8c23ff3ddf32
2026-08-01 | DA | 2026-08-02 18:15 | 2026-08-02 18:30 | 本窗新增并冻结 | -4.8735 | 100 |  |  |  | 2026-08-01 13:00 | 2026-08-01 14:00 | VALID |  |  | DA¦2026-08-02_70 | NEW | 46236.6354 |  | 10b325e0140f46889e96a19ebb3faf17875960cdcb01af867bba8c23ff3ddf32
2026-08-01 | DA | 2026-08-02 18:30 | 2026-08-02 18:45 | 本窗新增并冻结 | -13.717 | 100 |  |  |  | 2026-08-01 13:00 | 2026-08-01 14:00 | VALID |  |  | DA¦2026-08-02_71 | NEW | 46236.6458 |  | 10b325e0140f46889e96a19ebb3faf17875960cdcb01af867bba8c23ff3ddf32
2026-08-01 | DA | 2026-08-02 18:45 | 2026-08-02 19:00 | 本窗新增并冻结 | -7.511 | 100 |  |  |  | 2026-08-01 13:00 | 2026-08-01 14:00 | VALID |  |  | DA¦2026-08-02_72 | NEW | 46236.6562 |  | 10b325e0140f46889e96a19ebb3faf17875960cdcb01af867bba8c23ff3ddf32
2026-08-01 | DA | 2026-08-02 19:00 | 2026-08-02 19:15 | 本窗新增并冻结 | 0 | 100 |  |  |  | 2026-08-01 13:00 | 2026-08-01 14:00 | VALID |  |  | DA¦2026-08-02_73 | NEW | 46237 |  | 10b325e0140f46889e96a19ebb3faf17875960cdcb01af867bba8c23ff3ddf32
2026-08-01 | F | 2026-08-02 19:00 | 2026-08-02 20:00 | 本窗新增并冻结 | 40 | 40 | 31.25% | 128 | 40 | 2026-08-01 09:00 | 2026-08-01 10:00 | VALID | calibrated_PETROM_full_month_P90 | 2026-08 | F¦2026-08-02T16:00:00Z | NEW | 46237 | 20, 20, 0, 0, 0 | 10b325e0140f46889e96a19ebb3faf17875960cdcb01af867bba8c23ff3ddf32
2026-08-01 | d | 2026-08-02 19:00 | 2026-08-02 20:00 | 本窗新增并冻结 | 24 | 24 | 13.71% | 175 | 24 | 2026-08-01 09:00 | 2026-08-01 10:00 | VALID | calibrated_directional_minimum_full_month | 2026-08 | d¦2026-08-02T16:00:00Z | NEW | 46237 |  | 10b325e0140f46889e96a19ebb3faf17875960cdcb01af867bba8c23ff3ddf32
2026-08-01 | u | 2026-08-02 19:00 | 2026-08-02 20:00 | 本窗新增并冻结 | 24 | 24 | 13.71% | 175 | 24 | 2026-08-01 09:00 | 2026-08-01 10:00 | VALID | calibrated_directional_minimum_full_month | 2026-08 | u¦2026-08-02T16:00:00Z | NEW | 46237 |  | 10b325e0140f46889e96a19ebb3faf17875960cdcb01af867bba8c23ff3ddf32
2026-08-01 | DA | 2026-08-02 19:15 | 2026-08-02 19:30 | 本窗新增并冻结 | 36 | 100 |  |  |  | 2026-08-01 13:00 | 2026-08-01 14:00 | VALID |  |  | DA¦2026-08-02_74 | NEW | 46236.6771 |  | 10b325e0140f46889e96a19ebb3faf17875960cdcb01af867bba8c23ff3ddf32
2026-08-01 | DA | 2026-08-02 19:30 | 2026-08-02 19:45 | 本窗新增并冻结 | 0 | 100 |  |  |  | 2026-08-01 13:00 | 2026-08-01 14:00 | VALID |  |  | DA¦2026-08-02_75 | NEW | 46236.6875 |  | 10b325e0140f46889e96a19ebb3faf17875960cdcb01af867bba8c23ff3ddf32
2026-08-01 | DA | 2026-08-02 19:45 | 2026-08-02 20:00 | 本窗新增并冻结 | 36 | 100 |  |  |  | 2026-08-01 13:00 | 2026-08-01 14:00 | VALID |  |  | DA¦2026-08-02_76 | NEW | 46236.6979 |  | 10b325e0140f46889e96a19ebb3faf17875960cdcb01af867bba8c23ff3ddf32
2026-08-01 | DA | 2026-08-02 20:00 | 2026-08-02 20:15 | 本窗新增并冻结 | 60 | 100 |  |  |  | 2026-08-01 13:00 | 2026-08-01 14:00 | VALID |  |  | DA¦2026-08-02_77 | NEW | 46236.7083 |  | 10b325e0140f46889e96a19ebb3faf17875960cdcb01af867bba8c23ff3ddf32
2026-08-01 | F | 2026-08-02 20:00 | 2026-08-02 21:00 | 本窗新增并冻结 | 40 | 40 | 31.25% | 128 | 40 | 2026-08-01 09:00 | 2026-08-01 10:00 | VALID | calibrated_PETROM_full_month_P90 | 2026-08 | F¦2026-08-02T17:00:00Z | NEW | 46236.7083 | 20, 20, 0, 0, 0 | 10b325e0140f46889e96a19ebb3faf17875960cdcb01af867bba8c23ff3ddf32
2026-08-01 | d | 2026-08-02 20:00 | 2026-08-02 21:00 | 本窗新增并冻结 | 24 | 24 | 13.71% | 175 | 24 | 2026-08-01 09:00 | 2026-08-01 10:00 | VALID | calibrated_directional_minimum_full_month | 2026-08 | d¦2026-08-02T17:00:00Z | NEW | 46236.7083 |  | 10b325e0140f46889e96a19ebb3faf17875960cdcb01af867bba8c23ff3ddf32
2026-08-01 | u | 2026-08-02 20:00 | 2026-08-02 21:00 | 本窗新增并冻结 | 0 | 24 | 13.71% | 175 | 24 | 2026-08-01 09:00 | 2026-08-01 10:00 | VALID | calibrated_directional_minimum_full_month | 2026-08 | u¦2026-08-02T17:00:00Z | NEW | 46236.7083 |  | 10b325e0140f46889e96a19ebb3faf17875960cdcb01af867bba8c23ff3ddf32
2026-08-01 | DA | 2026-08-02 20:15 | 2026-08-02 20:30 | 本窗新增并冻结 | 60 | 100 |  |  |  | 2026-08-01 13:00 | 2026-08-01 14:00 | VALID |  |  | DA¦2026-08-02_78 | NEW | 46236.7188 |  | 10b325e0140f46889e96a19ebb3faf17875960cdcb01af867bba8c23ff3ddf32
2026-08-01 | DA | 2026-08-02 20:30 | 2026-08-02 20:45 | 本窗新增并冻结 | 60 | 100 |  |  |  | 2026-08-01 13:00 | 2026-08-01 14:00 | VALID |  |  | DA¦2026-08-02_79 | NEW | 46236.7292 |  | 10b325e0140f46889e96a19ebb3faf17875960cdcb01af867bba8c23ff3ddf32
2026-08-01 | DA | 2026-08-02 20:45 | 2026-08-02 21:00 | 本窗新增并冻结 | 60 | 100 |  |  |  | 2026-08-01 13:00 | 2026-08-01 14:00 | VALID |  |  | DA¦2026-08-02_80 | NEW | 46236.7396 |  | 10b325e0140f46889e96a19ebb3faf17875960cdcb01af867bba8c23ff3ddf32
2026-08-01 | DA | 2026-08-02 21:00 | 2026-08-02 21:15 | 本窗新增并冻结 | 36 | 100 |  |  |  | 2026-08-01 13:00 | 2026-08-01 14:00 | VALID |  |  | DA¦2026-08-02_81 | NEW | 46236.75 |  | 10b325e0140f46889e96a19ebb3faf17875960cdcb01af867bba8c23ff3ddf32
2026-08-01 | F | 2026-08-02 21:00 | 2026-08-02 22:00 | 本窗新增并冻结 | 40 | 40 | 31.25% | 128 | 40 | 2026-08-01 09:00 | 2026-08-01 10:00 | VALID | calibrated_PETROM_full_month_P90 | 2026-08 | F¦2026-08-02T18:00:00Z | NEW | 46236.75 | 20, 20, 0, 0, 0 | 10b325e0140f46889e96a19ebb3faf17875960cdcb01af867bba8c23ff3ddf32
2026-08-01 | d | 2026-08-02 21:00 | 2026-08-02 22:00 | 本窗新增并冻结 | 24 | 24 | 13.71% | 175 | 24 | 2026-08-01 09:00 | 2026-08-01 10:00 | VALID | calibrated_directional_minimum_full_month | 2026-08 | d¦2026-08-02T18:00:00Z | NEW | 46236.75 |  | 10b325e0140f46889e96a19ebb3faf17875960cdcb01af867bba8c23ff3ddf32
2026-08-01 | u | 2026-08-02 21:00 | 2026-08-02 22:00 | 本窗新增并冻结 | 24 | 24 | 13.71% | 175 | 24 | 2026-08-01 09:00 | 2026-08-01 10:00 | VALID | calibrated_directional_minimum_full_month | 2026-08 | u¦2026-08-02T18:00:00Z | NEW | 46236.75 |  | 10b325e0140f46889e96a19ebb3faf17875960cdcb01af867bba8c23ff3ddf32
2026-08-01 | DA | 2026-08-02 21:15 | 2026-08-02 21:30 | 本窗新增并冻结 | 36 | 100 |  |  |  | 2026-08-01 13:00 | 2026-08-01 14:00 | VALID |  |  | DA¦2026-08-02_82 | NEW | 46236.7604 |  | 10b325e0140f46889e96a19ebb3faf17875960cdcb01af867bba8c23ff3ddf32
2026-08-01 | DA | 2026-08-02 21:30 | 2026-08-02 21:45 | 本窗新增并冻结 | 36 | 100 |  |  |  | 2026-08-01 13:00 | 2026-08-01 14:00 | VALID |  |  | DA¦2026-08-02_83 | NEW | 46236.7708 |  | 10b325e0140f46889e96a19ebb3faf17875960cdcb01af867bba8c23ff3ddf32
2026-08-01 | DA | 2026-08-02 21:45 | 2026-08-02 22:00 | 本窗新增并冻结 | 0 | 100 |  |  |  | 2026-08-01 13:00 | 2026-08-01 14:00 | VALID |  |  | DA¦2026-08-02_84 | NEW | 46236.7812 |  | 10b325e0140f46889e96a19ebb3faf17875960cdcb01af867bba8c23ff3ddf32
2026-08-01 | DA | 2026-08-02 22:00 | 2026-08-02 22:15 | 本窗新增并冻结 | 0 | 100 |  |  |  | 2026-08-01 13:00 | 2026-08-01 14:00 | VALID |  |  | DA¦2026-08-02_85 | NEW | 46236.7917 |  | 10b325e0140f46889e96a19ebb3faf17875960cdcb01af867bba8c23ff3ddf32
2026-08-01 | F | 2026-08-02 22:00 | 2026-08-02 23:00 | 本窗新增并冻结 | 40 | 40 | 31.25% | 128 | 40 | 2026-08-01 09:00 | 2026-08-01 10:00 | VALID | calibrated_PETROM_full_month_P90 | 2026-08 | F¦2026-08-02T19:00:00Z | NEW | 46236.7917 | 20, 20, 0, 0, 0 | 10b325e0140f46889e96a19ebb3faf17875960cdcb01af867bba8c23ff3ddf32
2026-08-01 | d | 2026-08-02 22:00 | 2026-08-02 23:00 | 本窗新增并冻结 | 24 | 24 | 13.71% | 175 | 24 | 2026-08-01 09:00 | 2026-08-01 10:00 | VALID | calibrated_directional_minimum_full_month | 2026-08 | d¦2026-08-02T19:00:00Z | NEW | 46236.7917 |  | 10b325e0140f46889e96a19ebb3faf17875960cdcb01af867bba8c23ff3ddf32
2026-08-01 | u | 2026-08-02 22:00 | 2026-08-02 23:00 | 本窗新增并冻结 | 24 | 24 | 13.71% | 175 | 24 | 2026-08-01 09:00 | 2026-08-01 10:00 | VALID | calibrated_directional_minimum_full_month | 2026-08 | u¦2026-08-02T19:00:00Z | NEW | 46236.7917 |  | 10b325e0140f46889e96a19ebb3faf17875960cdcb01af867bba8c23ff3ddf32
2026-08-01 | DA | 2026-08-02 22:15 | 2026-08-02 22:30 | 本窗新增并冻结 | 0 | 100 |  |  |  | 2026-08-01 13:00 | 2026-08-01 14:00 | VALID |  |  | DA¦2026-08-02_86 | NEW | 46236.8021 |  | 10b325e0140f46889e96a19ebb3faf17875960cdcb01af867bba8c23ff3ddf32
2026-08-01 | DA | 2026-08-02 22:30 | 2026-08-02 22:45 | 本窗新增并冻结 | 0 | 100 |  |  |  | 2026-08-01 13:00 | 2026-08-01 14:00 | VALID |  |  | DA¦2026-08-02_87 | NEW | 46236.8125 |  | 10b325e0140f46889e96a19ebb3faf17875960cdcb01af867bba8c23ff3ddf32
2026-08-01 | DA | 2026-08-02 22:45 | 2026-08-02 23:00 | 本窗新增并冻结 | 12.2939 | 100 |  |  |  | 2026-08-01 13:00 | 2026-08-01 14:00 | VALID |  |  | DA¦2026-08-02_88 | NEW | 46236.8229 |  | 10b325e0140f46889e96a19ebb3faf17875960cdcb01af867bba8c23ff3ddf32
2026-08-01 | DA | 2026-08-02 23:00 | 2026-08-02 23:15 | 本窗新增并冻结 | 0 | 100 |  |  |  | 2026-08-01 13:00 | 2026-08-01 14:00 | VALID |  |  | DA¦2026-08-02_89 | NEW | 46236.8333 |  | 10b325e0140f46889e96a19ebb3faf17875960cdcb01af867bba8c23ff3ddf32
2026-08-01 | F | 2026-08-02 23:00 | 2026-08-03 | 本窗新增并冻结 | 40 | 40 | 31.25% | 128 | 40 | 2026-08-01 09:00 | 2026-08-01 10:00 | VALID | calibrated_PETROM_full_month_P90 | 2026-08 | F¦2026-08-02T20:00:00Z | NEW | 46236.8333 | 20, 20, 0, 0, 0 | 10b325e0140f46889e96a19ebb3faf17875960cdcb01af867bba8c23ff3ddf32
2026-08-01 | d | 2026-08-02 23:00 | 2026-08-03 | 本窗新增并冻结 | 24 | 24 | 13.71% | 175 | 24 | 2026-08-01 09:00 | 2026-08-01 10:00 | VALID | calibrated_directional_minimum_full_month | 2026-08 | d¦2026-08-02T20:00:00Z | NEW | 46236.8333 |  | 10b325e0140f46889e96a19ebb3faf17875960cdcb01af867bba8c23ff3ddf32
2026-08-01 | u | 2026-08-02 23:00 | 2026-08-03 | 本窗新增并冻结 | 24 | 24 | 13.71% | 175 | 24 | 2026-08-01 09:00 | 2026-08-01 10:00 | VALID | calibrated_directional_minimum_full_month | 2026-08 | u¦2026-08-02T20:00:00Z | NEW | 46236.8333 |  | 10b325e0140f46889e96a19ebb3faf17875960cdcb01af867bba8c23ff3ddf32
2026-08-01 | DA | 2026-08-02 23:15 | 2026-08-02 23:30 | 本窗新增并冻结 | 36 | 100 |  |  |  | 2026-08-01 13:00 | 2026-08-01 14:00 | VALID |  |  | DA¦2026-08-02_90 | NEW | 46236.8438 |  | 10b325e0140f46889e96a19ebb3faf17875960cdcb01af867bba8c23ff3ddf32
2026-08-01 | DA | 2026-08-02 23:30 | 2026-08-02 23:45 | 本窗新增并冻结 | 0 | 100 |  |  |  | 2026-08-01 13:00 | 2026-08-01 14:00 | VALID |  |  | DA¦2026-08-02_91 | NEW | 46236.8542 |  | 10b325e0140f46889e96a19ebb3faf17875960cdcb01af867bba8c23ff3ddf32
2026-08-01 | DA | 2026-08-02 23:45 | 2026-08-03 | 本窗新增并冻结 | 0 | 100 |  |  |  | 2026-08-01 13:00 | 2026-08-01 14:00 | VALID |  |  | DA¦2026-08-02_92 | NEW | 46236.8646 |  | 10b325e0140f46889e96a19ebb3faf17875960cdcb01af867bba8c23ff3ddf32
2026-08-02 | DA | 2026-08-02 | 2026-08-02 00:15 | 前窗已冻结 | -18.458 | 100 |  |  |  | 2026-08-01 13:00 | 2026-08-01 14:00 | VALID |  |  | DA¦2026-08-01_93 | NEW | 46235.875 |  | fbaa19b220a0f10502327a30ffdded45f5f90e234af69c20c4532f00e3a8e1c1
2026-08-02 | F | 2026-08-02 | 2026-08-02 01:00 | 前窗已冻结 | 40 | 40 | 31.25% | 128 | 40 | 2026-08-01 09:00 | 2026-08-01 10:00 | VALID | calibrated_PETROM_full_month_P90 | 2026-08 | F¦2026-08-01T21:00:00Z | NEW | 46235.875 | 20, 20, 0, 0, 0 | fbaa19b220a0f10502327a30ffdded45f5f90e234af69c20c4532f00e3a8e1c1
2026-08-02 | d | 2026-08-02 | 2026-08-02 01:00 | 前窗已冻结 | 24 | 24 | 13.71% | 175 | 24 | 2026-08-01 09:00 | 2026-08-01 10:00 | VALID | calibrated_directional_minimum_full_month | 2026-08 | d¦2026-08-01T21:00:00Z | NEW | 46235.875 |  | fbaa19b220a0f10502327a30ffdded45f5f90e234af69c20c4532f00e3a8e1c1
2026-08-02 | u | 2026-08-02 | 2026-08-02 01:00 | 前窗已冻结 | 24 | 24 | 13.71% | 175 | 24 | 2026-08-01 09:00 | 2026-08-01 10:00 | VALID | calibrated_directional_minimum_full_month | 2026-08 | u¦2026-08-01T21:00:00Z | NEW | 46235.875 |  | fbaa19b220a0f10502327a30ffdded45f5f90e234af69c20c4532f00e3a8e1c1
2026-08-02 | DA | 2026-08-02 00:15 | 2026-08-02 00:30 | 前窗已冻结 | 0 | 100 |  |  |  | 2026-08-01 13:00 | 2026-08-01 14:00 | VALID |  |  | DA¦2026-08-01_94 | NEW | 46235.8854 |  | fbaa19b220a0f10502327a30ffdded45f5f90e234af69c20c4532f00e3a8e1c1
2026-08-02 | DA | 2026-08-02 00:30 | 2026-08-02 00:45 | 前窗已冻结 | 0 | 100 |  |  |  | 2026-08-01 13:00 | 2026-08-01 14:00 | VALID |  |  | DA¦2026-08-01_95 | NEW | 46235.8958 |  | fbaa19b220a0f10502327a30ffdded45f5f90e234af69c20c4532f00e3a8e1c1
2026-08-02 | DA | 2026-08-02 00:45 | 2026-08-02 01:00 | 前窗已冻结 | 0 | 100 |  |  |  | 2026-08-01 13:00 | 2026-08-01 14:00 | VALID |  |  | DA¦2026-08-01_96 | NEW | 46235.9062 |  | fbaa19b220a0f10502327a30ffdded45f5f90e234af69c20c4532f00e3a8e1c1
2026-08-02 | DA | 2026-08-02 01:00 | 2026-08-02 01:15 | 前窗已冻结 | 21.1501 | 100 |  |  |  | 2026-08-01 13:00 | 2026-08-01 14:00 | VALID |  |  | DA¦2026-08-02_1 | NEW | 46235.9167 |  | fbaa19b220a0f10502327a30ffdded45f5f90e234af69c20c4532f00e3a8e1c1
2026-08-02 | F | 2026-08-02 01:00 | 2026-08-02 02:00 | 前窗已冻结 | 40 | 40 | 31.25% | 128 | 40 | 2026-08-01 09:00 | 2026-08-01 10:00 | VALID | calibrated_PETROM_full_month_P90 | 2026-08 | F¦2026-08-01T22:00:00Z | NEW | 46235.9167 | 20, 20, 0, 0, 0 | fbaa19b220a0f10502327a30ffdded45f5f90e234af69c20c4532f00e3a8e1c1
2026-08-02 | d | 2026-08-02 01:00 | 2026-08-02 02:00 | 前窗已冻结 | 24 | 24 | 13.71% | 175 | 24 | 2026-08-01 09:00 | 2026-08-01 10:00 | VALID | calibrated_directional_minimum_full_month | 2026-08 | d¦2026-08-01T22:00:00Z | NEW | 46235.9167 |  | fbaa19b220a0f10502327a30ffdded45f5f90e234af69c20c4532f00e3a8e1c1
2026-08-02 | u | 2026-08-02 01:00 | 2026-08-02 02:00 | 前窗已冻结 | 24 | 24 | 13.71% | 175 | 24 | 2026-08-01 09:00 | 2026-08-01 10:00 | VALID | calibrated_directional_minimum_full_month | 2026-08 | u¦2026-08-01T22:00:00Z | NEW | 46235.9167 |  | fbaa19b220a0f10502327a30ffdded45f5f90e234af69c20c4532f00e3a8e1c1
2026-08-02 | DA | 2026-08-02 01:15 | 2026-08-02 01:30 | 前窗已冻结 | 0 | 100 |  |  |  | 2026-08-01 13:00 | 2026-08-01 14:00 | VALID |  |  | DA¦2026-08-02_2 | NEW | 46235.9271 |  | fbaa19b220a0f10502327a30ffdded45f5f90e234af69c20c4532f00e3a8e1c1
2026-08-02 | DA | 2026-08-02 01:30 | 2026-08-02 01:45 | 前窗已冻结 | 0 | 100 |  |  |  | 2026-08-01 13:00 | 2026-08-01 14:00 | VALID |  |  | DA¦2026-08-02_3 | NEW | 46235.9375 |  | fbaa19b220a0f10502327a30ffdded45f5f90e234af69c20c4532f00e3a8e1c1
2026-08-02 | DA | 2026-08-02 01:45 | 2026-08-02 02:00 | 前窗已冻结 | 0 | 100 |  |  |  | 2026-08-01 13:00 | 2026-08-01 14:00 | VALID |  |  | DA¦2026-08-02_4 | NEW | 46235.9479 |  | fbaa19b220a0f10502327a30ffdded45f5f90e234af69c20c4532f00e3a8e1c1
2026-08-02 | DA | 2026-08-02 02:00 | 2026-08-02 02:15 | 前窗已冻结 | -0.18025 | 100 |  |  |  | 2026-08-01 13:00 | 2026-08-01 14:00 | VALID |  |  | DA¦2026-08-02_5 | NEW | 46235.9583 |  | fbaa19b220a0f10502327a30ffdded45f5f90e234af69c20c4532f00e3a8e1c1
2026-08-02 | F | 2026-08-02 02:00 | 2026-08-02 03:00 | 前窗已冻结 | 40 | 40 | 31.25% | 128 | 40 | 2026-08-01 09:00 | 2026-08-01 10:00 | VALID | calibrated_PETROM_full_month_P90 | 2026-08 | F¦2026-08-01T23:00:00Z | NEW | 46235.9583 | 20, 20, 0, 0, 0 | fbaa19b220a0f10502327a30ffdded45f5f90e234af69c20c4532f00e3a8e1c1
2026-08-02 | d | 2026-08-02 02:00 | 2026-08-02 03:00 | 前窗已冻结 | 24 | 24 | 13.71% | 175 | 24 | 2026-08-01 09:00 | 2026-08-01 10:00 | VALID | calibrated_directional_minimum_full_month | 2026-08 | d¦2026-08-01T23:00:00Z | NEW | 46235.9583 |  | fbaa19b220a0f10502327a30ffdded45f5f90e234af69c20c4532f00e3a8e1c1
2026-08-02 | u | 2026-08-02 02:00 | 2026-08-02 03:00 | 前窗已冻结 | 24 | 24 | 13.71% | 175 | 24 | 2026-08-01 09:00 | 2026-08-01 10:00 | VALID | calibrated_directional_minimum_full_month | 2026-08 | u¦2026-08-01T23:00:00Z | NEW | 46235.9583 |  | fbaa19b220a0f10502327a30ffdded45f5f90e234af69c20c4532f00e3a8e1c1
2026-08-02 | DA | 2026-08-02 02:15 | 2026-08-02 02:30 | 前窗已冻结 | -7.3703 | 100 |  |  |  | 2026-08-01 13:00 | 2026-08-01 14:00 | VALID |  |  | DA¦2026-08-02_6 | NEW | 46235.9688 |  | fbaa19b220a0f10502327a30ffdded45f5f90e234af69c20c4532f00e3a8e1c1
2026-08-02 | DA | 2026-08-02 02:30 | 2026-08-02 02:45 | 前窗已冻结 | 0 | 100 |  |  |  | 2026-08-01 13:00 | 2026-08-01 14:00 | VALID |  |  | DA¦2026-08-02_7 | NEW | 46235.9792 |  | fbaa19b220a0f10502327a30ffdded45f5f90e234af69c20c4532f00e3a8e1c1
2026-08-02 | DA | 2026-08-02 02:45 | 2026-08-02 03:00 | 前窗已冻结 | 0 | 100 |  |  |  | 2026-08-01 13:00 | 2026-08-01 14:00 | VALID |  |  | DA¦2026-08-02_8 | NEW | 46235.9896 |  | fbaa19b220a0f10502327a30ffdded45f5f90e234af69c20c4532f00e3a8e1c1
2026-08-02 | DA | 2026-08-02 03:00 | 2026-08-02 03:15 | 前窗已冻结 | 0 | 100 |  |  |  | 2026-08-01 13:00 | 2026-08-01 14:00 | VALID |  |  | DA¦2026-08-02_9 | NEW | 46236 |  | fbaa19b220a0f10502327a30ffdded45f5f90e234af69c20c4532f00e3a8e1c1
2026-08-02 | F | 2026-08-02 03:00 | 2026-08-02 04:00 | 前窗已冻结 | 40 | 40 | 31.25% | 128 | 40 | 2026-08-01 09:00 | 2026-08-01 10:00 | VALID | calibrated_PETROM_full_month_P90 | 2026-08 | F¦2026-08-02T00:00:00Z | NEW | 46236 | 20, 20, 0, 0, 0 | fbaa19b220a0f10502327a30ffdded45f5f90e234af69c20c4532f00e3a8e1c1
2026-08-02 | d | 2026-08-02 03:00 | 2026-08-02 04:00 | 前窗已冻结 | 24 | 24 | 13.71% | 175 | 24 | 2026-08-01 09:00 | 2026-08-01 10:00 | VALID | calibrated_directional_minimum_full_month | 2026-08 | d¦2026-08-02T00:00:00Z | NEW | 46236 |  | fbaa19b220a0f10502327a30ffdded45f5f90e234af69c20c4532f00e3a8e1c1
2026-08-02 | u | 2026-08-02 03:00 | 2026-08-02 04:00 | 前窗已冻结 | 24 | 24 | 13.71% | 175 | 24 | 2026-08-01 09:00 | 2026-08-01 10:00 | VALID | calibrated_directional_minimum_full_month | 2026-08 | u¦2026-08-02T00:00:00Z | NEW | 46236 |  | fbaa19b220a0f10502327a30ffdded45f5f90e234af69c20c4532f00e3a8e1c1
2026-08-02 | DA | 2026-08-02 03:15 | 2026-08-02 03:30 | 前窗已冻结 | -4.5588 | 100 |  |  |  | 2026-08-01 13:00 | 2026-08-01 14:00 | VALID |  |  | DA¦2026-08-02_10 | NEW | 46236.0104 |  | fbaa19b220a0f10502327a30ffdded45f5f90e234af69c20c4532f00e3a8e1c1
2026-08-02 | DA | 2026-08-02 03:30 | 2026-08-02 03:45 | 前窗已冻结 | -3.5011 | 100 |  |  |  | 2026-08-01 13:00 | 2026-08-01 14:00 | VALID |  |  | DA¦2026-08-02_11 | NEW | 46236.0208 |  | fbaa19b220a0f10502327a30ffdded45f5f90e234af69c20c4532f00e3a8e1c1
2026-08-02 | DA | 2026-08-02 03:45 | 2026-08-02 04:00 | 前窗已冻结 | -13.9783 | 100 |  |  |  | 2026-08-01 13:00 | 2026-08-01 14:00 | VALID |  |  | DA¦2026-08-02_12 | NEW | 46236.0312 |  | fbaa19b220a0f10502327a30ffdded45f5f90e234af69c20c4532f00e3a8e1c1
2026-08-02 | DA | 2026-08-02 04:00 | 2026-08-02 04:15 | 前窗已冻结 | 0 | 100 |  |  |  | 2026-08-01 13:00 | 2026-08-01 14:00 | VALID |  |  | DA¦2026-08-02_13 | NEW | 46236.0417 |  | fbaa19b220a0f10502327a30ffdded45f5f90e234af69c20c4532f00e3a8e1c1
2026-08-02 | F | 2026-08-02 04:00 | 2026-08-02 05:00 | 前窗已冻结 | 40 | 40 | 31.25% | 128 | 40 | 2026-08-01 09:00 | 2026-08-01 10:00 | VALID | calibrated_PETROM_full_month_P90 | 2026-08 | F¦2026-08-02T01:00:00Z | NEW | 46236.0417 | 20, 20, 0, 0, 0 | fbaa19b220a0f10502327a30ffdded45f5f90e234af69c20c4532f00e3a8e1c1
2026-08-02 | d | 2026-08-02 04:00 | 2026-08-02 05:00 | 前窗已冻结 | 24 | 24 | 13.71% | 175 | 24 | 2026-08-01 09:00 | 2026-08-01 10:00 | VALID | calibrated_directional_minimum_full_month | 2026-08 | d¦2026-08-02T01:00:00Z | NEW | 46236.0417 |  | fbaa19b220a0f10502327a30ffdded45f5f90e234af69c20c4532f00e3a8e1c1
2026-08-02 | u | 2026-08-02 04:00 | 2026-08-02 05:00 | 前窗已冻结 | 24 | 24 | 13.71% | 175 | 24 | 2026-08-01 09:00 | 2026-08-01 10:00 | VALID | calibrated_directional_minimum_full_month | 2026-08 | u¦2026-08-02T01:00:00Z | NEW | 46236.0417 |  | fbaa19b220a0f10502327a30ffdded45f5f90e234af69c20c4532f00e3a8e1c1
2026-08-02 | DA | 2026-08-02 04:15 | 2026-08-02 04:30 | 前窗已冻结 | -24 | 100 |  |  |  | 2026-08-01 13:00 | 2026-08-01 14:00 | VALID |  |  | DA¦2026-08-02_14 | NEW | 46236.0521 |  | fbaa19b220a0f10502327a30ffdded45f5f90e234af69c20c4532f00e3a8e1c1
2026-08-02 | DA | 2026-08-02 04:30 | 2026-08-02 04:45 | 前窗已冻结 | -22.8738 | 100 |  |  |  | 2026-08-01 13:00 | 2026-08-01 14:00 | VALID |  |  | DA¦2026-08-02_15 | NEW | 46236.0625 |  | fbaa19b220a0f10502327a30ffdded45f5f90e234af69c20c4532f00e3a8e1c1
2026-08-02 | DA | 2026-08-02 04:45 | 2026-08-02 05:00 | 前窗已冻结 | 0 | 100 |  |  |  | 2026-08-01 13:00 | 2026-08-01 14:00 | VALID |  |  | DA¦2026-08-02_16 | NEW | 46236.0729 |  | fbaa19b220a0f10502327a30ffdded45f5f90e234af69c20c4532f00e3a8e1c1
2026-08-02 | DA | 2026-08-02 05:00 | 2026-08-02 05:15 | 前窗已冻结 | 0 | 100 |  |  |  | 2026-08-01 13:00 | 2026-08-01 14:00 | VALID |  |  | DA¦2026-08-02_17 | NEW | 46236.0833 |  | fbaa19b220a0f10502327a30ffdded45f5f90e234af69c20c4532f00e3a8e1c1
2026-08-02 | F | 2026-08-02 05:00 | 2026-08-02 06:00 | 前窗已冻结 | 40 | 40 | 31.25% | 128 | 40 | 2026-08-01 09:00 | 2026-08-01 10:00 | VALID | calibrated_PETROM_full_month_P90 | 2026-08 | F¦2026-08-02T02:00:00Z | NEW | 46236.0833 | 20, 20, 0, 0, 0 | fbaa19b220a0f10502327a30ffdded45f5f90e234af69c20c4532f00e3a8e1c1
2026-08-02 | d | 2026-08-02 05:00 | 2026-08-02 06:00 | 前窗已冻结 | 24 | 24 | 13.71% | 175 | 24 | 2026-08-01 09:00 | 2026-08-01 10:00 | VALID | calibrated_directional_minimum_full_month | 2026-08 | d¦2026-08-02T02:00:00Z | NEW | 46236.0833 |  | fbaa19b220a0f10502327a30ffdded45f5f90e234af69c20c4532f00e3a8e1c1
2026-08-02 | u | 2026-08-02 05:00 | 2026-08-02 06:00 | 前窗已冻结 | 24 | 24 | 13.71% | 175 | 24 | 2026-08-01 09:00 | 2026-08-01 10:00 | VALID | calibrated_directional_minimum_full_month | 2026-08 | u¦2026-08-02T02:00:00Z | NEW | 46236.0833 |  | fbaa19b220a0f10502327a30ffdded45f5f90e234af69c20c4532f00e3a8e1c1
2026-08-02 | DA | 2026-08-02 05:15 | 2026-08-02 05:30 | 前窗已冻结 | 0 | 100 |  |  |  | 2026-08-01 13:00 | 2026-08-01 14:00 | VALID |  |  | DA¦2026-08-02_18 | NEW | 46236.0938 |  | fbaa19b220a0f10502327a30ffdded45f5f90e234af69c20c4532f00e3a8e1c1
2026-08-02 | DA | 2026-08-02 05:30 | 2026-08-02 05:45 | 前窗已冻结 | 0 | 100 |  |  |  | 2026-08-01 13:00 | 2026-08-01 14:00 | VALID |  |  | DA¦2026-08-02_19 | NEW | 46236.1042 |  | fbaa19b220a0f10502327a30ffdded45f5f90e234af69c20c4532f00e3a8e1c1
2026-08-02 | DA | 2026-08-02 05:45 | 2026-08-02 06:00 | 前窗已冻结 | 0 | 100 |  |  |  | 2026-08-01 13:00 | 2026-08-01 14:00 | VALID |  |  | DA¦2026-08-02_20 | NEW | 46236.1146 |  | fbaa19b220a0f10502327a30ffdded45f5f90e234af69c20c4532f00e3a8e1c1
2026-08-02 | DA | 2026-08-02 06:00 | 2026-08-02 06:15 | 前窗已冻结 | 0 | 100 |  |  |  | 2026-08-01 13:00 | 2026-08-01 14:00 | VALID |  |  | DA¦2026-08-02_21 | NEW | 46236.125 |  | fbaa19b220a0f10502327a30ffdded45f5f90e234af69c20c4532f00e3a8e1c1
2026-08-02 | F | 2026-08-02 06:00 | 2026-08-02 07:00 | 前窗已冻结 | 40 | 40 | 31.25% | 128 | 40 | 2026-08-01 09:00 | 2026-08-01 10:00 | VALID | calibrated_PETROM_full_month_P90 | 2026-08 | F¦2026-08-02T03:00:00Z | NEW | 46236.125 | 20, 20, 0, 0, 0 | fbaa19b220a0f10502327a30ffdded45f5f90e234af69c20c4532f00e3a8e1c1
2026-08-02 | d | 2026-08-02 06:00 | 2026-08-02 07:00 | 前窗已冻结 | 24 | 24 | 13.71% | 175 | 24 | 2026-08-01 09:00 | 2026-08-01 10:00 | VALID | calibrated_directional_minimum_full_month | 2026-08 | d¦2026-08-02T03:00:00Z | NEW | 46236.125 |  | fbaa19b220a0f10502327a30ffdded45f5f90e234af69c20c4532f00e3a8e1c1
2026-08-02 | u | 2026-08-02 06:00 | 2026-08-02 07:00 | 前窗已冻结 | 24 | 24 | 13.71% | 175 | 24 | 2026-08-01 09:00 | 2026-08-01 10:00 | VALID | calibrated_directional_minimum_full_month | 2026-08 | u¦2026-08-02T03:00:00Z | NEW | 46236.125 |  | fbaa19b220a0f10502327a30ffdded45f5f90e234af69c20c4532f00e3a8e1c1
2026-08-02 | DA | 2026-08-02 06:15 | 2026-08-02 06:30 | 前窗已冻结 | 0 | 100 |  |  |  | 2026-08-01 13:00 | 2026-08-01 14:00 | VALID |  |  | DA¦2026-08-02_22 | NEW | 46236.1354 |  | fbaa19b220a0f10502327a30ffdded45f5f90e234af69c20c4532f00e3a8e1c1
2026-08-02 | DA | 2026-08-02 06:30 | 2026-08-02 06:45 | 前窗已冻结 | 0 | 100 |  |  |  | 2026-08-01 13:00 | 2026-08-01 14:00 | VALID |  |  | DA¦2026-08-02_23 | NEW | 46236.1458 |  | fbaa19b220a0f10502327a30ffdded45f5f90e234af69c20c4532f00e3a8e1c1
2026-08-02 | DA | 2026-08-02 06:45 | 2026-08-02 07:00 | 前窗已冻结 | 0 | 100 |  |  |  | 2026-08-01 13:00 | 2026-08-01 14:00 | VALID |  |  | DA¦2026-08-02_24 | NEW | 46236.1562 |  | fbaa19b220a0f10502327a30ffdded45f5f90e234af69c20c4532f00e3a8e1c1
2026-08-02 | DA | 2026-08-02 07:00 | 2026-08-02 07:15 | 前窗已冻结 | 3.5945 | 100 |  |  |  | 2026-08-01 13:00 | 2026-08-01 14:00 | VALID |  |  | DA¦2026-08-02_25 | NEW | 46236.1667 |  | fbaa19b220a0f10502327a30ffdded45f5f90e234af69c20c4532f00e3a8e1c1
2026-08-02 | F | 2026-08-02 07:00 | 2026-08-02 08:00 | 前窗已冻结 | 40 | 40 | 31.25% | 128 | 40 | 2026-08-01 09:00 | 2026-08-01 10:00 | VALID | calibrated_PETROM_full_month_P90 | 2026-08 | F¦2026-08-02T04:00:00Z | NEW | 46236.1667 | 20, 20, 0, 0, 0 | fbaa19b220a0f10502327a30ffdded45f5f90e234af69c20c4532f00e3a8e1c1
2026-08-02 | d | 2026-08-02 07:00 | 2026-08-02 08:00 | 前窗已冻结 | 24 | 24 | 13.71% | 175 | 24 | 2026-08-01 09:00 | 2026-08-01 10:00 | VALID | calibrated_directional_minimum_full_month | 2026-08 | d¦2026-08-02T04:00:00Z | NEW | 46236.1667 |  | fbaa19b220a0f10502327a30ffdded45f5f90e234af69c20c4532f00e3a8e1c1
2026-08-02 | u | 2026-08-02 07:00 | 2026-08-02 08:00 | 前窗已冻结 | 24 | 24 | 13.71% | 175 | 24 | 2026-08-01 09:00 | 2026-08-01 10:00 | VALID | calibrated_directional_minimum_full_month | 2026-08 | u¦2026-08-02T04:00:00Z | NEW | 46236.1667 |  | fbaa19b220a0f10502327a30ffdded45f5f90e234af69c20c4532f00e3a8e1c1
2026-08-02 | DA | 2026-08-02 07:15 | 2026-08-02 07:30 | 前窗已冻结 | 3.097 | 100 |  |  |  | 2026-08-01 13:00 | 2026-08-01 14:00 | VALID |  |  | DA¦2026-08-02_26 | NEW | 46236.1771 |  | fbaa19b220a0f10502327a30ffdded45f5f90e234af69c20c4532f00e3a8e1c1
2026-08-02 | DA | 2026-08-02 07:30 | 2026-08-02 07:45 | 前窗已冻结 | 2.561 | 100 |  |  |  | 2026-08-01 13:00 | 2026-08-01 14:00 | VALID |  |  | DA¦2026-08-02_27 | NEW | 46236.1875 |  | fbaa19b220a0f10502327a30ffdded45f5f90e234af69c20c4532f00e3a8e1c1
2026-08-02 | DA | 2026-08-02 07:45 | 2026-08-02 08:00 | 前窗已冻结 | 0 | 100 |  |  |  | 2026-08-01 13:00 | 2026-08-01 14:00 | VALID |  |  | DA¦2026-08-02_28 | NEW | 46236.1979 |  | fbaa19b220a0f10502327a30ffdded45f5f90e234af69c20c4532f00e3a8e1c1
2026-08-02 | DA | 2026-08-02 08:00 | 2026-08-02 08:15 | 前窗已冻结 | 4.6953 | 100 |  |  |  | 2026-08-01 13:00 | 2026-08-01 14:00 | VALID |  |  | DA¦2026-08-02_29 | NEW | 46236.2083 |  | fbaa19b220a0f10502327a30ffdded45f5f90e234af69c20c4532f00e3a8e1c1
2026-08-02 | F | 2026-08-02 08:00 | 2026-08-02 09:00 | 前窗已冻结 | 40 | 40 | 31.25% | 128 | 40 | 2026-08-01 09:00 | 2026-08-01 10:00 | VALID | calibrated_PETROM_full_month_P90 | 2026-08 | F¦2026-08-02T05:00:00Z | NEW | 46236.2083 | 20, 20, 0, 0, 0 | fbaa19b220a0f10502327a30ffdded45f5f90e234af69c20c4532f00e3a8e1c1
2026-08-02 | d | 2026-08-02 08:00 | 2026-08-02 09:00 | 前窗已冻结 | 24 | 24 | 13.71% | 175 | 24 | 2026-08-01 09:00 | 2026-08-01 10:00 | VALID | calibrated_directional_minimum_full_month | 2026-08 | d¦2026-08-02T05:00:00Z | NEW | 46236.2083 |  | fbaa19b220a0f10502327a30ffdded45f5f90e234af69c20c4532f00e3a8e1c1
2026-08-02 | u | 2026-08-02 08:00 | 2026-08-02 09:00 | 前窗已冻结 | 24 | 24 | 13.71% | 175 | 24 | 2026-08-01 09:00 | 2026-08-01 10:00 | VALID | calibrated_directional_minimum_full_month | 2026-08 | u¦2026-08-02T05:00:00Z | NEW | 46236.2083 |  | fbaa19b220a0f10502327a30ffdded45f5f90e234af69c20c4532f00e3a8e1c1
2026-08-02 | DA | 2026-08-02 08:15 | 2026-08-02 08:30 | 前窗已冻结 | 4.9199 | 100 |  |  |  | 2026-08-01 13:00 | 2026-08-01 14:00 | VALID |  |  | DA¦2026-08-02_30 | NEW | 46236.2188 |  | fbaa19b220a0f10502327a30ffdded45f5f90e234af69c20c4532f00e3a8e1c1
2026-08-02 | DA | 2026-08-02 08:30 | 2026-08-02 08:45 | 前窗已冻结 | 0 | 100 |  |  |  | 2026-08-01 13:00 | 2026-08-01 14:00 | VALID |  |  | DA¦2026-08-02_31 | NEW | 46236.2292 |  | fbaa19b220a0f10502327a30ffdded45f5f90e234af69c20c4532f00e3a8e1c1
2026-08-02 | DA | 2026-08-02 08:45 | 2026-08-02 09:00 | 前窗已冻结 | -35.9012 | 100 |  |  |  | 2026-08-01 13:00 | 2026-08-01 14:00 | VALID |  |  | DA¦2026-08-02_32 | NEW | 46236.2396 |  | fbaa19b220a0f10502327a30ffdded45f5f90e234af69c20c4532f00e3a8e1c1
2026-08-02 | DA | 2026-08-02 09:00 | 2026-08-02 09:15 | 前窗已冻结 | 36 | 100 |  |  |  | 2026-08-01 13:00 | 2026-08-01 14:00 | VALID |  |  | DA¦2026-08-02_33 | NEW | 46236.25 |  | fbaa19b220a0f10502327a30ffdded45f5f90e234af69c20c4532f00e3a8e1c1
2026-08-02 | F | 2026-08-02 09:00 | 2026-08-02 10:00 | 前窗已冻结 | 40 | 40 | 31.25% | 128 | 40 | 2026-08-01 09:00 | 2026-08-01 10:00 | VALID | calibrated_PETROM_full_month_P90 | 2026-08 | F¦2026-08-02T06:00:00Z | NEW | 46236.25 | 20, 20, 0, 0, 0 | fbaa19b220a0f10502327a30ffdded45f5f90e234af69c20c4532f00e3a8e1c1
2026-08-02 | d | 2026-08-02 09:00 | 2026-08-02 10:00 | 前窗已冻结 | 24 | 24 | 13.71% | 175 | 24 | 2026-08-01 09:00 | 2026-08-01 10:00 | VALID | calibrated_directional_minimum_full_month | 2026-08 | d¦2026-08-02T06:00:00Z | NEW | 46236.25 |  | fbaa19b220a0f10502327a30ffdded45f5f90e234af69c20c4532f00e3a8e1c1
2026-08-02 | u | 2026-08-02 09:00 | 2026-08-02 10:00 | 前窗已冻结 | 24 | 24 | 13.71% | 175 | 24 | 2026-08-01 09:00 | 2026-08-01 10:00 | VALID | calibrated_directional_minimum_full_month | 2026-08 | u¦2026-08-02T06:00:00Z | NEW | 46236.25 |  | fbaa19b220a0f10502327a30ffdded45f5f90e234af69c20c4532f00e3a8e1c1
2026-08-02 | DA | 2026-08-02 09:15 | 2026-08-02 09:30 | 前窗已冻结 | 0 | 100 |  |  |  | 2026-08-01 13:00 | 2026-08-01 14:00 | VALID |  |  | DA¦2026-08-02_34 | NEW | 46236.2604 |  | fbaa19b220a0f10502327a30ffdded45f5f90e234af69c20c4532f00e3a8e1c1
2026-08-02 | DA | 2026-08-02 09:30 | 2026-08-02 09:45 | 前窗已冻结 | 0 | 100 |  |  |  | 2026-08-01 13:00 | 2026-08-01 14:00 | VALID |  |  | DA¦2026-08-02_35 | NEW | 46236.2708 |  | fbaa19b220a0f10502327a30ffdded45f5f90e234af69c20c4532f00e3a8e1c1
2026-08-02 | DA | 2026-08-02 09:45 | 2026-08-02 10:00 | 前窗已冻结 | -4.31 | 100 |  |  |  | 2026-08-01 13:00 | 2026-08-01 14:00 | VALID |  |  | DA¦2026-08-02_36 | NEW | 46236.2812 |  | fbaa19b220a0f10502327a30ffdded45f5f90e234af69c20c4532f00e3a8e1c1
2026-08-02 | DA | 2026-08-02 10:00 | 2026-08-02 10:15 | 前窗已冻结 | 0 | 100 |  |  |  | 2026-08-01 13:00 | 2026-08-01 14:00 | VALID |  |  | DA¦2026-08-02_37 | NEW | 46236.2917 |  | fbaa19b220a0f10502327a30ffdded45f5f90e234af69c20c4532f00e3a8e1c1
2026-08-02 | F | 2026-08-02 10:00 | 2026-08-02 11:00 | 前窗已冻结 | 40 | 40 | 31.25% | 128 | 40 | 2026-08-01 09:00 | 2026-08-01 10:00 | VALID | calibrated_PETROM_full_month_P90 | 2026-08 | F¦2026-08-02T07:00:00Z | NEW | 46236.2917 | 20, 20, 0, 0, 0 | fbaa19b220a0f10502327a30ffdded45f5f90e234af69c20c4532f00e3a8e1c1
2026-08-02 | d | 2026-08-02 10:00 | 2026-08-02 11:00 | 前窗已冻结 | 24 | 24 | 13.71% | 175 | 24 | 2026-08-01 09:00 | 2026-08-01 10:00 | VALID | calibrated_directional_minimum_full_month | 2026-08 | d¦2026-08-02T07:00:00Z | NEW | 46236.2917 |  | fbaa19b220a0f10502327a30ffdded45f5f90e234af69c20c4532f00e3a8e1c1
2026-08-02 | u | 2026-08-02 10:00 | 2026-08-02 11:00 | 前窗已冻结 | 24 | 24 | 13.71% | 175 | 24 | 2026-08-01 09:00 | 2026-08-01 10:00 | VALID | calibrated_directional_minimum_full_month | 2026-08 | u¦2026-08-02T07:00:00Z | NEW | 46236.2917 |  | fbaa19b220a0f10502327a30ffdded45f5f90e234af69c20c4532f00e3a8e1c1
2026-08-02 | DA | 2026-08-02 10:15 | 2026-08-02 10:30 | 前窗已冻结 | 0 | 100 |  |  |  | 2026-08-01 13:00 | 2026-08-01 14:00 | VALID |  |  | DA¦2026-08-02_38 | NEW | 46236.3021 |  | fbaa19b220a0f10502327a30ffdded45f5f90e234af69c20c4532f00e3a8e1c1
2026-08-02 | DA | 2026-08-02 10:30 | 2026-08-02 10:45 | 前窗已冻结 | 1.4802 | 100 |  |  |  | 2026-08-01 13:00 | 2026-08-01 14:00 | VALID |  |  | DA¦2026-08-02_39 | NEW | 46236.3125 |  | fbaa19b220a0f10502327a30ffdded45f5f90e234af69c20c4532f00e3a8e1c1
2026-08-02 | DA | 2026-08-02 10:45 | 2026-08-02 11:00 | 前窗已冻结 | 0 | 100 |  |  |  | 2026-08-01 13:00 | 2026-08-01 14:00 | VALID |  |  | DA¦2026-08-02_40 | NEW | 46236.3229 |  | fbaa19b220a0f10502327a30ffdded45f5f90e234af69c20c4532f00e3a8e1c1
2026-08-02 | DA | 2026-08-02 11:00 | 2026-08-02 11:15 | 前窗已冻结 | 8.9915 | 100 |  |  |  | 2026-08-01 13:00 | 2026-08-01 14:00 | VALID |  |  | DA¦2026-08-02_41 | NEW | 46236.3333 |  | fbaa19b220a0f10502327a30ffdded45f5f90e234af69c20c4532f00e3a8e1c1
2026-08-02 | F | 2026-08-02 11:00 | 2026-08-02 12:00 | 前窗已冻结 | 40 | 40 | 31.25% | 128 | 40 | 2026-08-01 09:00 | 2026-08-01 10:00 | VALID | calibrated_PETROM_full_month_P90 | 2026-08 | F¦2026-08-02T08:00:00Z | NEW | 46236.3333 | 20, 20, 0, 0, 0 | fbaa19b220a0f10502327a30ffdded45f5f90e234af69c20c4532f00e3a8e1c1
2026-08-02 | d | 2026-08-02 11:00 | 2026-08-02 12:00 | 前窗已冻结 | 24 | 24 | 13.71% | 175 | 24 | 2026-08-01 09:00 | 2026-08-01 10:00 | VALID | calibrated_directional_minimum_full_month | 2026-08 | d¦2026-08-02T08:00:00Z | NEW | 46236.3333 |  | fbaa19b220a0f10502327a30ffdded45f5f90e234af69c20c4532f00e3a8e1c1
2026-08-02 | u | 2026-08-02 11:00 | 2026-08-02 12:00 | 前窗已冻结 | 24 | 24 | 13.71% | 175 | 24 | 2026-08-01 09:00 | 2026-08-01 10:00 | VALID | calibrated_directional_minimum_full_month | 2026-08 | u¦2026-08-02T08:00:00Z | NEW | 46236.3333 |  | fbaa19b220a0f10502327a30ffdded45f5f90e234af69c20c4532f00e3a8e1c1
2026-08-02 | DA | 2026-08-02 11:15 | 2026-08-02 11:30 | 前窗已冻结 | -36 | 100 |  |  |  | 2026-08-01 13:00 | 2026-08-01 14:00 | VALID |  |  | DA¦2026-08-02_42 | NEW | 46236.3438 |  | fbaa19b220a0f10502327a30ffdded45f5f90e234af69c20c4532f00e3a8e1c1
2026-08-02 | DA | 2026-08-02 11:30 | 2026-08-02 11:45 | 前窗已冻结 | -36 | 100 |  |  |  | 2026-08-01 13:00 | 2026-08-01 14:00 | VALID |  |  | DA¦2026-08-02_43 | NEW | 46236.3542 |  | fbaa19b220a0f10502327a30ffdded45f5f90e234af69c20c4532f00e3a8e1c1
2026-08-02 | DA | 2026-08-02 11:45 | 2026-08-02 12:00 | 前窗已冻结 | -36 | 100 |  |  |  | 2026-08-01 13:00 | 2026-08-01 14:00 | VALID |  |  | DA¦2026-08-02_44 | NEW | 46236.3646 |  | fbaa19b220a0f10502327a30ffdded45f5f90e234af69c20c4532f00e3a8e1c1
2026-08-02 | DA | 2026-08-02 12:00 | 2026-08-02 12:15 | 前窗已冻结 | -36 | 100 |  |  |  | 2026-08-01 13:00 | 2026-08-01 14:00 | VALID |  |  | DA¦2026-08-02_45 | NEW | 46236.375 |  | fbaa19b220a0f10502327a30ffdded45f5f90e234af69c20c4532f00e3a8e1c1
2026-08-02 | F | 2026-08-02 12:00 | 2026-08-02 13:00 | 前窗已冻结 | 40 | 40 | 31.25% | 128 | 40 | 2026-08-01 09:00 | 2026-08-01 10:00 | VALID | calibrated_PETROM_full_month_P90 | 2026-08 | F¦2026-08-02T09:00:00Z | NEW | 46236.375 | 20, 20, 0, 0, 0 | fbaa19b220a0f10502327a30ffdded45f5f90e234af69c20c4532f00e3a8e1c1
2026-08-02 | d | 2026-08-02 12:00 | 2026-08-02 13:00 | 前窗已冻结 | 24 | 24 | 13.71% | 175 | 24 | 2026-08-01 09:00 | 2026-08-01 10:00 | VALID | calibrated_directional_minimum_full_month | 2026-08 | d¦2026-08-02T09:00:00Z | NEW | 46236.375 |  | fbaa19b220a0f10502327a30ffdded45f5f90e234af69c20c4532f00e3a8e1c1
2026-08-02 | u | 2026-08-02 12:00 | 2026-08-02 13:00 | 前窗已冻结 | 24 | 24 | 13.71% | 175 | 24 | 2026-08-01 09:00 | 2026-08-01 10:00 | VALID | calibrated_directional_minimum_full_month | 2026-08 | u¦2026-08-02T09:00:00Z | NEW | 46236.375 |  | fbaa19b220a0f10502327a30ffdded45f5f90e234af69c20c4532f00e3a8e1c1
2026-08-02 | DA | 2026-08-02 12:15 | 2026-08-02 12:30 | 前窗已冻结 | -36 | 100 |  |  |  | 2026-08-01 13:00 | 2026-08-01 14:00 | VALID |  |  | DA¦2026-08-02_46 | NEW | 46236.3854 |  | fbaa19b220a0f10502327a30ffdded45f5f90e234af69c20c4532f00e3a8e1c1
2026-08-02 | DA | 2026-08-02 12:30 | 2026-08-02 12:45 | 前窗已冻结 | -36 | 100 |  |  |  | 2026-08-01 13:00 | 2026-08-01 14:00 | VALID |  |  | DA¦2026-08-02_47 | NEW | 46236.3958 |  | fbaa19b220a0f10502327a30ffdded45f5f90e234af69c20c4532f00e3a8e1c1
2026-08-02 | DA | 2026-08-02 12:45 | 2026-08-02 13:00 | 前窗已冻结 | -36 | 100 |  |  |  | 2026-08-01 13:00 | 2026-08-01 14:00 | VALID |  |  | DA¦2026-08-02_48 | NEW | 46236.4062 |  | fbaa19b220a0f10502327a30ffdded45f5f90e234af69c20c4532f00e3a8e1c1
2026-08-02 | DA | 2026-08-02 13:00 | 2026-08-02 13:15 | 前窗已冻结 | -36 | 100 |  |  |  | 2026-08-01 13:00 | 2026-08-01 14:00 | VALID |  |  | DA¦2026-08-02_49 | NEW | 46236.4167 |  | fbaa19b220a0f10502327a30ffdded45f5f90e234af69c20c4532f00e3a8e1c1
2026-08-02 | F | 2026-08-02 13:00 | 2026-08-02 14:00 | 前窗已冻结 | 40 | 40 | 31.25% | 128 | 40 | 2026-08-01 09:00 | 2026-08-01 10:00 | VALID | calibrated_PETROM_full_month_P90 | 2026-08 | F¦2026-08-02T10:00:00Z | NEW | 46236.4167 | 20, 20, 0, 0, 0 | fbaa19b220a0f10502327a30ffdded45f5f90e234af69c20c4532f00e3a8e1c1
2026-08-02 | d | 2026-08-02 13:00 | 2026-08-02 14:00 | 前窗已冻结 | 24 | 24 | 13.71% | 175 | 24 | 2026-08-01 09:00 | 2026-08-01 10:00 | VALID | calibrated_directional_minimum_full_month | 2026-08 | d¦2026-08-02T10:00:00Z | NEW | 46236.4167 |  | fbaa19b220a0f10502327a30ffdded45f5f90e234af69c20c4532f00e3a8e1c1
2026-08-02 | u | 2026-08-02 13:00 | 2026-08-02 14:00 | 前窗已冻结 | 24 | 24 | 13.71% | 175 | 24 | 2026-08-01 09:00 | 2026-08-01 10:00 | VALID | calibrated_directional_minimum_full_month | 2026-08 | u¦2026-08-02T10:00:00Z | NEW | 46236.4167 |  | fbaa19b220a0f10502327a30ffdded45f5f90e234af69c20c4532f00e3a8e1c1
2026-08-02 | DA | 2026-08-02 13:15 | 2026-08-02 13:30 | 前窗已冻结 | -36 | 100 |  |  |  | 2026-08-01 13:00 | 2026-08-01 14:00 | VALID |  |  | DA¦2026-08-02_50 | NEW | 46236.4271 |  | fbaa19b220a0f10502327a30ffdded45f5f90e234af69c20c4532f00e3a8e1c1
2026-08-02 | DA | 2026-08-02 13:30 | 2026-08-02 13:45 | 前窗已冻结 | -36 | 100 |  |  |  | 2026-08-01 13:00 | 2026-08-01 14:00 | VALID |  |  | DA¦2026-08-02_51 | NEW | 46236.4375 |  | fbaa19b220a0f10502327a30ffdded45f5f90e234af69c20c4532f00e3a8e1c1
2026-08-02 | DA | 2026-08-02 13:45 | 2026-08-02 14:00 | 前窗已冻结 | 0 | 100 |  |  |  | 2026-08-01 13:00 | 2026-08-01 14:00 | VALID |  |  | DA¦2026-08-02_52 | NEW | 46236.4479 |  | fbaa19b220a0f10502327a30ffdded45f5f90e234af69c20c4532f00e3a8e1c1
2026-08-02 | DA | 2026-08-02 14:00 | 2026-08-02 14:15 | 前窗已冻结 | -9.7215 | 100 |  |  |  | 2026-08-01 13:00 | 2026-08-01 14:00 | VALID |  |  | DA¦2026-08-02_53 | NEW | 46236.4583 |  | fbaa19b220a0f10502327a30ffdded45f5f90e234af69c20c4532f00e3a8e1c1
2026-08-02 | F | 2026-08-02 14:00 | 2026-08-02 15:00 | 前窗已冻结 | 40 | 40 | 31.25% | 128 | 40 | 2026-08-01 09:00 | 2026-08-01 10:00 | VALID | calibrated_PETROM_full_month_P90 | 2026-08 | F¦2026-08-02T11:00:00Z | NEW | 46236.4583 | 20, 20, 0, 0, 0 | fbaa19b220a0f10502327a30ffdded45f5f90e234af69c20c4532f00e3a8e1c1
2026-08-02 | d | 2026-08-02 14:00 | 2026-08-02 15:00 | 前窗已冻结 | 24 | 24 | 13.71% | 175 | 24 | 2026-08-01 09:00 | 2026-08-01 10:00 | VALID | calibrated_directional_minimum_full_month | 2026-08 | d¦2026-08-02T11:00:00Z | NEW | 46236.4583 |  | fbaa19b220a0f10502327a30ffdded45f5f90e234af69c20c4532f00e3a8e1c1
2026-08-02 | u | 2026-08-02 14:00 | 2026-08-02 15:00 | 前窗已冻结 | 24 | 24 | 13.71% | 175 | 24 | 2026-08-01 09:00 | 2026-08-01 10:00 | VALID | calibrated_directional_minimum_full_month | 2026-08 | u¦2026-08-02T11:00:00Z | NEW | 46236.4583 |  | fbaa19b220a0f10502327a30ffdded45f5f90e234af69c20c4532f00e3a8e1c1
2026-08-02 | DA | 2026-08-02 14:15 | 2026-08-02 14:30 | 前窗已冻结 | -36 | 100 |  |  |  | 2026-08-01 13:00 | 2026-08-01 14:00 | VALID |  |  | DA¦2026-08-02_54 | NEW | 46236.4688 |  | fbaa19b220a0f10502327a30ffdded45f5f90e234af69c20c4532f00e3a8e1c1
2026-08-02 | DA | 2026-08-02 14:30 | 2026-08-02 14:45 | 前窗已冻结 | -36 | 100 |  |  |  | 2026-08-01 13:00 | 2026-08-01 14:00 | VALID |  |  | DA¦2026-08-02_55 | NEW | 46236.4792 |  | fbaa19b220a0f10502327a30ffdded45f5f90e234af69c20c4532f00e3a8e1c1
2026-08-02 | DA | 2026-08-02 14:45 | 2026-08-02 15:00 | 前窗已冻结 | -36 | 100 |  |  |  | 2026-08-01 13:00 | 2026-08-01 14:00 | VALID |  |  | DA¦2026-08-02_56 | NEW | 46236.4896 |  | fbaa19b220a0f10502327a30ffdded45f5f90e234af69c20c4532f00e3a8e1c1
2026-08-02 | DA | 2026-08-02 15:00 | 2026-08-02 15:15 | 前窗已冻结 | 36 | 100 |  |  |  | 2026-08-01 13:00 | 2026-08-01 14:00 | VALID |  |  | DA¦2026-08-02_57 | NEW | 46236.5 |  | fbaa19b220a0f10502327a30ffdded45f5f90e234af69c20c4532f00e3a8e1c1
2026-08-02 | F | 2026-08-02 15:00 | 2026-08-02 16:00 | 前窗已冻结 | 40 | 40 | 31.25% | 128 | 40 | 2026-08-01 09:00 | 2026-08-01 10:00 | VALID | calibrated_PETROM_full_month_P90 | 2026-08 | F¦2026-08-02T12:00:00Z | NEW | 46236.5 | 20, 20, 0, 0, 0 | fbaa19b220a0f10502327a30ffdded45f5f90e234af69c20c4532f00e3a8e1c1
2026-08-02 | d | 2026-08-02 15:00 | 2026-08-02 16:00 | 前窗已冻结 | 24 | 24 | 13.71% | 175 | 24 | 2026-08-01 09:00 | 2026-08-01 10:00 | VALID | calibrated_directional_minimum_full_month | 2026-08 | d¦2026-08-02T12:00:00Z | NEW | 46236.5 |  | fbaa19b220a0f10502327a30ffdded45f5f90e234af69c20c4532f00e3a8e1c1
2026-08-02 | u | 2026-08-02 15:00 | 2026-08-02 16:00 | 前窗已冻结 | 24 | 24 | 13.71% | 175 | 24 | 2026-08-01 09:00 | 2026-08-01 10:00 | VALID | calibrated_directional_minimum_full_month | 2026-08 | u¦2026-08-02T12:00:00Z | NEW | 46236.5 |  | fbaa19b220a0f10502327a30ffdded45f5f90e234af69c20c4532f00e3a8e1c1
2026-08-02 | DA | 2026-08-02 15:15 | 2026-08-02 15:30 | 前窗已冻结 | 36 | 100 |  |  |  | 2026-08-01 13:00 | 2026-08-01 14:00 | VALID |  |  | DA¦2026-08-02_58 | NEW | 46236.5104 |  | fbaa19b220a0f10502327a30ffdded45f5f90e234af69c20c4532f00e3a8e1c1
2026-08-02 | DA | 2026-08-02 15:30 | 2026-08-02 15:45 | 前窗已冻结 | -36 | 100 |  |  |  | 2026-08-01 13:00 | 2026-08-01 14:00 | VALID |  |  | DA¦2026-08-02_59 | NEW | 46236.5208 |  | fbaa19b220a0f10502327a30ffdded45f5f90e234af69c20c4532f00e3a8e1c1
2026-08-02 | DA | 2026-08-02 15:45 | 2026-08-02 16:00 | 前窗已冻结 | -36 | 100 |  |  |  | 2026-08-01 13:00 | 2026-08-01 14:00 | VALID |  |  | DA¦2026-08-02_60 | NEW | 46236.5312 |  | fbaa19b220a0f10502327a30ffdded45f5f90e234af69c20c4532f00e3a8e1c1
2026-08-02 | DA | 2026-08-02 16:00 | 2026-08-02 16:15 | 前窗已冻结 | 0 | 100 |  |  |  | 2026-08-01 13:00 | 2026-08-01 14:00 | VALID |  |  | DA¦2026-08-02_61 | NEW | 46236.5417 |  | fbaa19b220a0f10502327a30ffdded45f5f90e234af69c20c4532f00e3a8e1c1
2026-08-02 | F | 2026-08-02 16:00 | 2026-08-02 17:00 | 前窗已冻结 | 40 | 40 | 31.25% | 128 | 40 | 2026-08-01 09:00 | 2026-08-01 10:00 | VALID | calibrated_PETROM_full_month_P90 | 2026-08 | F¦2026-08-02T13:00:00Z | NEW | 46236.5417 | 20, 20, 0, 0, 0 | fbaa19b220a0f10502327a30ffdded45f5f90e234af69c20c4532f00e3a8e1c1
2026-08-02 | d | 2026-08-02 16:00 | 2026-08-02 17:00 | 前窗已冻结 | 24 | 24 | 13.71% | 175 | 24 | 2026-08-01 09:00 | 2026-08-01 10:00 | VALID | calibrated_directional_minimum_full_month | 2026-08 | d¦2026-08-02T13:00:00Z | NEW | 46236.5417 |  | fbaa19b220a0f10502327a30ffdded45f5f90e234af69c20c4532f00e3a8e1c1
2026-08-02 | u | 2026-08-02 16:00 | 2026-08-02 17:00 | 前窗已冻结 | 24 | 24 | 13.71% | 175 | 24 | 2026-08-01 09:00 | 2026-08-01 10:00 | VALID | calibrated_directional_minimum_full_month | 2026-08 | u¦2026-08-02T13:00:00Z | NEW | 46236.5417 |  | fbaa19b220a0f10502327a30ffdded45f5f90e234af69c20c4532f00e3a8e1c1
2026-08-02 | DA | 2026-08-02 16:15 | 2026-08-02 16:30 | 前窗已冻结 | -1.5136 | 100 |  |  |  | 2026-08-01 13:00 | 2026-08-01 14:00 | VALID |  |  | DA¦2026-08-02_62 | NEW | 46236.5521 |  | fbaa19b220a0f10502327a30ffdded45f5f90e234af69c20c4532f00e3a8e1c1
2026-08-02 | DA | 2026-08-02 16:30 | 2026-08-02 16:45 | 前窗已冻结 | -2.8374 | 100 |  |  |  | 2026-08-01 13:00 | 2026-08-01 14:00 | VALID |  |  | DA¦2026-08-02_63 | NEW | 46236.5625 |  | fbaa19b220a0f10502327a30ffdded45f5f90e234af69c20c4532f00e3a8e1c1
2026-08-02 | DA | 2026-08-02 16:45 | 2026-08-02 17:00 | 前窗已冻结 | -0.47971 | 100 |  |  |  | 2026-08-01 13:00 | 2026-08-01 14:00 | VALID |  |  | DA¦2026-08-02_64 | NEW | 46236.5729 |  | fbaa19b220a0f10502327a30ffdded45f5f90e234af69c20c4532f00e3a8e1c1
2026-08-02 | DA | 2026-08-02 17:00 | 2026-08-02 17:15 | 前窗已冻结 | 0.20655 | 100 |  |  |  | 2026-08-01 13:00 | 2026-08-01 14:00 | VALID |  |  | DA¦2026-08-02_65 | NEW | 46236.5833 |  | fbaa19b220a0f10502327a30ffdded45f5f90e234af69c20c4532f00e3a8e1c1
2026-08-02 | F | 2026-08-02 17:00 | 2026-08-02 18:00 | 前窗已冻结 | 40 | 40 | 31.25% | 128 | 40 | 2026-08-01 09:00 | 2026-08-01 10:00 | VALID | calibrated_PETROM_full_month_P90 | 2026-08 | F¦2026-08-02T14:00:00Z | NEW | 46236.5833 | 20, 20, 0, 0, 0 | fbaa19b220a0f10502327a30ffdded45f5f90e234af69c20c4532f00e3a8e1c1
2026-08-02 | d | 2026-08-02 17:00 | 2026-08-02 18:00 | 前窗已冻结 | 24 | 24 | 13.71% | 175 | 24 | 2026-08-01 09:00 | 2026-08-01 10:00 | VALID | calibrated_directional_minimum_full_month | 2026-08 | d¦2026-08-02T14:00:00Z | NEW | 46236.5833 |  | fbaa19b220a0f10502327a30ffdded45f5f90e234af69c20c4532f00e3a8e1c1
2026-08-02 | u | 2026-08-02 17:00 | 2026-08-02 18:00 | 前窗已冻结 | 24 | 24 | 13.71% | 175 | 24 | 2026-08-01 09:00 | 2026-08-01 10:00 | VALID | calibrated_directional_minimum_full_month | 2026-08 | u¦2026-08-02T14:00:00Z | NEW | 46236.5833 |  | fbaa19b220a0f10502327a30ffdded45f5f90e234af69c20c4532f00e3a8e1c1
2026-08-02 | DA | 2026-08-02 17:15 | 2026-08-02 17:30 | 前窗已冻结 | -3.1951 | 100 |  |  |  | 2026-08-01 13:00 | 2026-08-01 14:00 | VALID |  |  | DA¦2026-08-02_66 | NEW | 46236.5938 |  | fbaa19b220a0f10502327a30ffdded45f5f90e234af69c20c4532f00e3a8e1c1
2026-08-02 | DA | 2026-08-02 17:30 | 2026-08-02 17:45 | 前窗已冻结 | -5.3278 | 100 |  |  |  | 2026-08-01 13:00 | 2026-08-01 14:00 | VALID |  |  | DA¦2026-08-02_67 | NEW | 46236.6042 |  | fbaa19b220a0f10502327a30ffdded45f5f90e234af69c20c4532f00e3a8e1c1
2026-08-02 | DA | 2026-08-02 17:45 | 2026-08-02 18:00 | 前窗已冻结 | 36 | 100 |  |  |  | 2026-08-01 13:00 | 2026-08-01 14:00 | VALID |  |  | DA¦2026-08-02_68 | NEW | 46236.6146 |  | fbaa19b220a0f10502327a30ffdded45f5f90e234af69c20c4532f00e3a8e1c1
2026-08-02 | DA | 2026-08-02 18:00 | 2026-08-02 18:15 | 前窗已冻结 | -60 | 100 |  |  |  | 2026-08-01 13:00 | 2026-08-01 14:00 | VALID |  |  | DA¦2026-08-02_69 | NEW | 46236.625 |  | fbaa19b220a0f10502327a30ffdded45f5f90e234af69c20c4532f00e3a8e1c1
2026-08-02 | F | 2026-08-02 18:00 | 2026-08-02 19:00 | 前窗已冻结 | 40 | 40 | 31.25% | 128 | 40 | 2026-08-01 09:00 | 2026-08-01 10:00 | VALID | calibrated_PETROM_full_month_P90 | 2026-08 | F¦2026-08-02T15:00:00Z | NEW | 46236.625 | 20, 20, 0, 0, 0 | fbaa19b220a0f10502327a30ffdded45f5f90e234af69c20c4532f00e3a8e1c1
2026-08-02 | d | 2026-08-02 18:00 | 2026-08-02 19:00 | 前窗已冻结 | 0 | 24 | 13.71% | 175 | 24 | 2026-08-01 09:00 | 2026-08-01 10:00 | VALID | calibrated_directional_minimum_full_month | 2026-08 | d¦2026-08-02T15:00:00Z | NEW | 46236.625 |  | fbaa19b220a0f10502327a30ffdded45f5f90e234af69c20c4532f00e3a8e1c1
2026-08-02 | u | 2026-08-02 18:00 | 2026-08-02 19:00 | 前窗已冻结 | 24 | 24 | 13.71% | 175 | 24 | 2026-08-01 09:00 | 2026-08-01 10:00 | VALID | calibrated_directional_minimum_full_month | 2026-08 | u¦2026-08-02T15:00:00Z | NEW | 46236.625 |  | fbaa19b220a0f10502327a30ffdded45f5f90e234af69c20c4532f00e3a8e1c1
2026-08-02 | DA | 2026-08-02 18:15 | 2026-08-02 18:30 | 前窗已冻结 | -4.8735 | 100 |  |  |  | 2026-08-01 13:00 | 2026-08-01 14:00 | VALID |  |  | DA¦2026-08-02_70 | NEW | 46236.6354 |  | fbaa19b220a0f10502327a30ffdded45f5f90e234af69c20c4532f00e3a8e1c1
2026-08-02 | DA | 2026-08-02 18:30 | 2026-08-02 18:45 | 前窗已冻结 | -13.717 | 100 |  |  |  | 2026-08-01 13:00 | 2026-08-01 14:00 | VALID |  |  | DA¦2026-08-02_71 | NEW | 46236.6458 |  | fbaa19b220a0f10502327a30ffdded45f5f90e234af69c20c4532f00e3a8e1c1
2026-08-02 | DA | 2026-08-02 18:45 | 2026-08-02 19:00 | 前窗已冻结 | -7.511 | 100 |  |  |  | 2026-08-01 13:00 | 2026-08-01 14:00 | VALID |  |  | DA¦2026-08-02_72 | NEW | 46236.6562 |  | fbaa19b220a0f10502327a30ffdded45f5f90e234af69c20c4532f00e3a8e1c1
2026-08-02 | DA | 2026-08-02 19:00 | 2026-08-02 19:15 | 前窗已冻结 | 0 | 100 |  |  |  | 2026-08-01 13:00 | 2026-08-01 14:00 | VALID |  |  | DA¦2026-08-02_73 | NEW | 46237 |  | fbaa19b220a0f10502327a30ffdded45f5f90e234af69c20c4532f00e3a8e1c1
2026-08-02 | F | 2026-08-02 19:00 | 2026-08-02 20:00 | 前窗已冻结 | 40 | 40 | 31.25% | 128 | 40 | 2026-08-01 09:00 | 2026-08-01 10:00 | VALID | calibrated_PETROM_full_month_P90 | 2026-08 | F¦2026-08-02T16:00:00Z | NEW | 46237 | 20, 20, 0, 0, 0 | fbaa19b220a0f10502327a30ffdded45f5f90e234af69c20c4532f00e3a8e1c1
2026-08-02 | d | 2026-08-02 19:00 | 2026-08-02 20:00 | 前窗已冻结 | 24 | 24 | 13.71% | 175 | 24 | 2026-08-01 09:00 | 2026-08-01 10:00 | VALID | calibrated_directional_minimum_full_month | 2026-08 | d¦2026-08-02T16:00:00Z | NEW | 46237 |  | fbaa19b220a0f10502327a30ffdded45f5f90e234af69c20c4532f00e3a8e1c1
2026-08-02 | u | 2026-08-02 19:00 | 2026-08-02 20:00 | 前窗已冻结 | 24 | 24 | 13.71% | 175 | 24 | 2026-08-01 09:00 | 2026-08-01 10:00 | VALID | calibrated_directional_minimum_full_month | 2026-08 | u¦2026-08-02T16:00:00Z | NEW | 46237 |  | fbaa19b220a0f10502327a30ffdded45f5f90e234af69c20c4532f00e3a8e1c1
2026-08-02 | DA | 2026-08-02 19:15 | 2026-08-02 19:30 | 前窗已冻结 | 36 | 100 |  |  |  | 2026-08-01 13:00 | 2026-08-01 14:00 | VALID |  |  | DA¦2026-08-02_74 | NEW | 46236.6771 |  | fbaa19b220a0f10502327a30ffdded45f5f90e234af69c20c4532f00e3a8e1c1
2026-08-02 | DA | 2026-08-02 19:30 | 2026-08-02 19:45 | 前窗已冻结 | 0 | 100 |  |  |  | 2026-08-01 13:00 | 2026-08-01 14:00 | VALID |  |  | DA¦2026-08-02_75 | NEW | 46236.6875 |  | fbaa19b220a0f10502327a30ffdded45f5f90e234af69c20c4532f00e3a8e1c1
2026-08-02 | DA | 2026-08-02 19:45 | 2026-08-02 20:00 | 前窗已冻结 | 36 | 100 |  |  |  | 2026-08-01 13:00 | 2026-08-01 14:00 | VALID |  |  | DA¦2026-08-02_76 | NEW | 46236.6979 |  | fbaa19b220a0f10502327a30ffdded45f5f90e234af69c20c4532f00e3a8e1c1
2026-08-02 | DA | 2026-08-02 20:00 | 2026-08-02 20:15 | 前窗已冻结 | 60 | 100 |  |  |  | 2026-08-01 13:00 | 2026-08-01 14:00 | VALID |  |  | DA¦2026-08-02_77 | NEW | 46236.7083 |  | fbaa19b220a0f10502327a30ffdded45f5f90e234af69c20c4532f00e3a8e1c1
2026-08-02 | F | 2026-08-02 20:00 | 2026-08-02 21:00 | 前窗已冻结 | 40 | 40 | 31.25% | 128 | 40 | 2026-08-01 09:00 | 2026-08-01 10:00 | VALID | calibrated_PETROM_full_month_P90 | 2026-08 | F¦2026-08-02T17:00:00Z | NEW | 46236.7083 | 20, 20, 0, 0, 0 | fbaa19b220a0f10502327a30ffdded45f5f90e234af69c20c4532f00e3a8e1c1
2026-08-02 | d | 2026-08-02 20:00 | 2026-08-02 21:00 | 前窗已冻结 | 24 | 24 | 13.71% | 175 | 24 | 2026-08-01 09:00 | 2026-08-01 10:00 | VALID | calibrated_directional_minimum_full_month | 2026-08 | d¦2026-08-02T17:00:00Z | NEW | 46236.7083 |  | fbaa19b220a0f10502327a30ffdded45f5f90e234af69c20c4532f00e3a8e1c1
2026-08-02 | u | 2026-08-02 20:00 | 2026-08-02 21:00 | 前窗已冻结 | 0 | 24 | 13.71% | 175 | 24 | 2026-08-01 09:00 | 2026-08-01 10:00 | VALID | calibrated_directional_minimum_full_month | 2026-08 | u¦2026-08-02T17:00:00Z | NEW | 46236.7083 |  | fbaa19b220a0f10502327a30ffdded45f5f90e234af69c20c4532f00e3a8e1c1
2026-08-02 | DA | 2026-08-02 20:15 | 2026-08-02 20:30 | 前窗已冻结 | 60 | 100 |  |  |  | 2026-08-01 13:00 | 2026-08-01 14:00 | VALID |  |  | DA¦2026-08-02_78 | NEW | 46236.7188 |  | fbaa19b220a0f10502327a30ffdded45f5f90e234af69c20c4532f00e3a8e1c1
2026-08-02 | DA | 2026-08-02 20:30 | 2026-08-02 20:45 | 前窗已冻结 | 60 | 100 |  |  |  | 2026-08-01 13:00 | 2026-08-01 14:00 | VALID |  |  | DA¦2026-08-02_79 | NEW | 46236.7292 |  | fbaa19b220a0f10502327a30ffdded45f5f90e234af69c20c4532f00e3a8e1c1
2026-08-02 | DA | 2026-08-02 20:45 | 2026-08-02 21:00 | 前窗已冻结 | 60 | 100 |  |  |  | 2026-08-01 13:00 | 2026-08-01 14:00 | VALID |  |  | DA¦2026-08-02_80 | NEW | 46236.7396 |  | fbaa19b220a0f10502327a30ffdded45f5f90e234af69c20c4532f00e3a8e1c1
2026-08-02 | DA | 2026-08-02 21:00 | 2026-08-02 21:15 | 前窗已冻结 | 36 | 100 |  |  |  | 2026-08-01 13:00 | 2026-08-01 14:00 | VALID |  |  | DA¦2026-08-02_81 | NEW | 46236.75 |  | fbaa19b220a0f10502327a30ffdded45f5f90e234af69c20c4532f00e3a8e1c1
2026-08-02 | F | 2026-08-02 21:00 | 2026-08-02 22:00 | 前窗已冻结 | 40 | 40 | 31.25% | 128 | 40 | 2026-08-01 09:00 | 2026-08-01 10:00 | VALID | calibrated_PETROM_full_month_P90 | 2026-08 | F¦2026-08-02T18:00:00Z | NEW | 46236.75 | 20, 20, 0, 0, 0 | fbaa19b220a0f10502327a30ffdded45f5f90e234af69c20c4532f00e3a8e1c1
2026-08-02 | d | 2026-08-02 21:00 | 2026-08-02 22:00 | 前窗已冻结 | 24 | 24 | 13.71% | 175 | 24 | 2026-08-01 09:00 | 2026-08-01 10:00 | VALID | calibrated_directional_minimum_full_month | 2026-08 | d¦2026-08-02T18:00:00Z | NEW | 46236.75 |  | fbaa19b220a0f10502327a30ffdded45f5f90e234af69c20c4532f00e3a8e1c1
2026-08-02 | u | 2026-08-02 21:00 | 2026-08-02 22:00 | 前窗已冻结 | 24 | 24 | 13.71% | 175 | 24 | 2026-08-01 09:00 | 2026-08-01 10:00 | VALID | calibrated_directional_minimum_full_month | 2026-08 | u¦2026-08-02T18:00:00Z | NEW | 46236.75 |  | fbaa19b220a0f10502327a30ffdded45f5f90e234af69c20c4532f00e3a8e1c1
2026-08-02 | DA | 2026-08-02 21:15 | 2026-08-02 21:30 | 前窗已冻结 | 36 | 100 |  |  |  | 2026-08-01 13:00 | 2026-08-01 14:00 | VALID |  |  | DA¦2026-08-02_82 | NEW | 46236.7604 |  | fbaa19b220a0f10502327a30ffdded45f5f90e234af69c20c4532f00e3a8e1c1
2026-08-02 | DA | 2026-08-02 21:30 | 2026-08-02 21:45 | 前窗已冻结 | 36 | 100 |  |  |  | 2026-08-01 13:00 | 2026-08-01 14:00 | VALID |  |  | DA¦2026-08-02_83 | NEW | 46236.7708 |  | fbaa19b220a0f10502327a30ffdded45f5f90e234af69c20c4532f00e3a8e1c1
2026-08-02 | DA | 2026-08-02 21:45 | 2026-08-02 22:00 | 前窗已冻结 | 0 | 100 |  |  |  | 2026-08-01 13:00 | 2026-08-01 14:00 | VALID |  |  | DA¦2026-08-02_84 | NEW | 46236.7812 |  | fbaa19b220a0f10502327a30ffdded45f5f90e234af69c20c4532f00e3a8e1c1
2026-08-02 | DA | 2026-08-02 22:00 | 2026-08-02 22:15 | 前窗已冻结 | 0 | 100 |  |  |  | 2026-08-01 13:00 | 2026-08-01 14:00 | VALID |  |  | DA¦2026-08-02_85 | NEW | 46236.7917 |  | fbaa19b220a0f10502327a30ffdded45f5f90e234af69c20c4532f00e3a8e1c1
2026-08-02 | F | 2026-08-02 22:00 | 2026-08-02 23:00 | 前窗已冻结 | 40 | 40 | 31.25% | 128 | 40 | 2026-08-01 09:00 | 2026-08-01 10:00 | VALID | calibrated_PETROM_full_month_P90 | 2026-08 | F¦2026-08-02T19:00:00Z | NEW | 46236.7917 | 20, 20, 0, 0, 0 | fbaa19b220a0f10502327a30ffdded45f5f90e234af69c20c4532f00e3a8e1c1
2026-08-02 | d | 2026-08-02 22:00 | 2026-08-02 23:00 | 前窗已冻结 | 24 | 24 | 13.71% | 175 | 24 | 2026-08-01 09:00 | 2026-08-01 10:00 | VALID | calibrated_directional_minimum_full_month | 2026-08 | d¦2026-08-02T19:00:00Z | NEW | 46236.7917 |  | fbaa19b220a0f10502327a30ffdded45f5f90e234af69c20c4532f00e3a8e1c1
2026-08-02 | u | 2026-08-02 22:00 | 2026-08-02 23:00 | 前窗已冻结 | 24 | 24 | 13.71% | 175 | 24 | 2026-08-01 09:00 | 2026-08-01 10:00 | VALID | calibrated_directional_minimum_full_month | 2026-08 | u¦2026-08-02T19:00:00Z | NEW | 46236.7917 |  | fbaa19b220a0f10502327a30ffdded45f5f90e234af69c20c4532f00e3a8e1c1
2026-08-02 | DA | 2026-08-02 22:15 | 2026-08-02 22:30 | 前窗已冻结 | 0 | 100 |  |  |  | 2026-08-01 13:00 | 2026-08-01 14:00 | VALID |  |  | DA¦2026-08-02_86 | NEW | 46236.8021 |  | fbaa19b220a0f10502327a30ffdded45f5f90e234af69c20c4532f00e3a8e1c1
2026-08-02 | DA | 2026-08-02 22:30 | 2026-08-02 22:45 | 前窗已冻结 | 0 | 100 |  |  |  | 2026-08-01 13:00 | 2026-08-01 14:00 | VALID |  |  | DA¦2026-08-02_87 | NEW | 46236.8125 |  | fbaa19b220a0f10502327a30ffdded45f5f90e234af69c20c4532f00e3a8e1c1
2026-08-02 | DA | 2026-08-02 22:45 | 2026-08-02 23:00 | 前窗已冻结 | 12.2939 | 100 |  |  |  | 2026-08-01 13:00 | 2026-08-01 14:00 | VALID |  |  | DA¦2026-08-02_88 | NEW | 46236.8229 |  | fbaa19b220a0f10502327a30ffdded45f5f90e234af69c20c4532f00e3a8e1c1
2026-08-02 | DA | 2026-08-02 23:00 | 2026-08-02 23:15 | 前窗已冻结 | 0 | 100 |  |  |  | 2026-08-01 13:00 | 2026-08-01 14:00 | VALID |  |  | DA¦2026-08-02_89 | NEW | 46236.8333 |  | fbaa19b220a0f10502327a30ffdded45f5f90e234af69c20c4532f00e3a8e1c1
2026-08-02 | F | 2026-08-02 23:00 | 2026-08-03 | 前窗已冻结 | 40 | 40 | 31.25% | 128 | 40 | 2026-08-01 09:00 | 2026-08-01 10:00 | VALID | calibrated_PETROM_full_month_P90 | 2026-08 | F¦2026-08-02T20:00:00Z | NEW | 46236.8333 | 20, 20, 0, 0, 0 | fbaa19b220a0f10502327a30ffdded45f5f90e234af69c20c4532f00e3a8e1c1
2026-08-02 | d | 2026-08-02 23:00 | 2026-08-03 | 前窗已冻结 | 24 | 24 | 13.71% | 175 | 24 | 2026-08-01 09:00 | 2026-08-01 10:00 | VALID | calibrated_directional_minimum_full_month | 2026-08 | d¦2026-08-02T20:00:00Z | NEW | 46236.8333 |  | fbaa19b220a0f10502327a30ffdded45f5f90e234af69c20c4532f00e3a8e1c1
2026-08-02 | u | 2026-08-02 23:00 | 2026-08-03 | 前窗已冻结 | 24 | 24 | 13.71% | 175 | 24 | 2026-08-01 09:00 | 2026-08-01 10:00 | VALID | calibrated_directional_minimum_full_month | 2026-08 | u¦2026-08-02T20:00:00Z | NEW | 46236.8333 |  | fbaa19b220a0f10502327a30ffdded45f5f90e234af69c20c4532f00e3a8e1c1
2026-08-02 | DA | 2026-08-02 23:15 | 2026-08-02 23:30 | 前窗已冻结 | 36 | 100 |  |  |  | 2026-08-01 13:00 | 2026-08-01 14:00 | VALID |  |  | DA¦2026-08-02_90 | NEW | 46236.8438 |  | fbaa19b220a0f10502327a30ffdded45f5f90e234af69c20c4532f00e3a8e1c1
2026-08-02 | DA | 2026-08-02 23:30 | 2026-08-02 23:45 | 前窗已冻结 | 0 | 100 |  |  |  | 2026-08-01 13:00 | 2026-08-01 14:00 | VALID |  |  | DA¦2026-08-02_91 | NEW | 46236.8542 |  | fbaa19b220a0f10502327a30ffdded45f5f90e234af69c20c4532f00e3a8e1c1
2026-08-02 | DA | 2026-08-02 23:45 | 2026-08-03 | 前窗已冻结 | 0 | 100 |  |  |  | 2026-08-01 13:00 | 2026-08-01 14:00 | VALID |  |  | DA¦2026-08-02_92 | NEW | 46236.8646 |  | fbaa19b220a0f10502327a30ffdded45f5f90e234af69c20c4532f00e3a8e1c1
2026-08-02 | DA | 2026-08-03 | 2026-08-03 00:15 | 本窗新增并冻结 | -0.55954 | 100 |  |  |  | 2026-08-02 13:00 | 2026-08-02 14:00 | VALID |  |  | DA¦2026-08-02_93 | NEW | 46236.875 |  | fbaa19b220a0f10502327a30ffdded45f5f90e234af69c20c4532f00e3a8e1c1
2026-08-02 | F | 2026-08-03 | 2026-08-03 01:00 | 本窗新增并冻结 | 38 | 40 | 31.25% | 128 | 40 | 2026-08-02 09:00 | 2026-08-02 10:00 | VALID | calibrated_PETROM_full_month_P90 | 2026-08 | F¦2026-08-02T21:00:00Z | NEW | 46236.875 | 20, 18, 0, 0, 0 | fbaa19b220a0f10502327a30ffdded45f5f90e234af69c20c4532f00e3a8e1c1
2026-08-02 | d | 2026-08-03 | 2026-08-03 01:00 | 本窗新增并冻结 | 24 | 24 | 13.71% | 175 | 24 | 2026-08-02 09:00 | 2026-08-02 10:00 | VALID | calibrated_directional_minimum_full_month | 2026-08 | d¦2026-08-02T21:00:00Z | NEW | 46236.875 |  | fbaa19b220a0f10502327a30ffdded45f5f90e234af69c20c4532f00e3a8e1c1
2026-08-02 | u | 2026-08-03 | 2026-08-03 01:00 | 本窗新增并冻结 | 19 | 24 | 13.71% | 175 | 24 | 2026-08-02 09:00 | 2026-08-02 10:00 | VALID | calibrated_directional_minimum_full_month | 2026-08 | u¦2026-08-02T21:00:00Z | NEW | 46236.875 |  | fbaa19b220a0f10502327a30ffdded45f5f90e234af69c20c4532f00e3a8e1c1
2026-08-02 | DA | 2026-08-03 00:15 | 2026-08-03 00:30 | 本窗新增并冻结 | 0 | 100 |  |  |  | 2026-08-02 13:00 | 2026-08-02 14:00 | VALID |  |  | DA¦2026-08-02_94 | NEW | 46236.8854 |  | fbaa19b220a0f10502327a30ffdded45f5f90e234af69c20c4532f00e3a8e1c1
2026-08-02 | DA | 2026-08-03 00:30 | 2026-08-03 00:45 | 本窗新增并冻结 | -17.7553 | 100 |  |  |  | 2026-08-02 13:00 | 2026-08-02 14:00 | VALID |  |  | DA¦2026-08-02_95 | NEW | 46236.8958 |  | fbaa19b220a0f10502327a30ffdded45f5f90e234af69c20c4532f00e3a8e1c1
2026-08-02 | DA | 2026-08-03 00:45 | 2026-08-03 01:00 | 本窗新增并冻结 | 0 | 100 |  |  |  | 2026-08-02 13:00 | 2026-08-02 14:00 | VALID |  |  | DA¦2026-08-02_96 | NEW | 46236.9062 |  | fbaa19b220a0f10502327a30ffdded45f5f90e234af69c20c4532f00e3a8e1c1
2026-08-02 | DA | 2026-08-03 01:00 | 2026-08-03 01:15 | 本窗新增并冻结 | 0 | 100 |  |  |  | 2026-08-02 13:00 | 2026-08-02 14:00 | VALID |  |  | DA¦2026-08-03_1 | NEW | 46236.9167 |  | fbaa19b220a0f10502327a30ffdded45f5f90e234af69c20c4532f00e3a8e1c1
2026-08-02 | F | 2026-08-03 01:00 | 2026-08-03 02:00 | 本窗新增并冻结 | 40 | 40 | 31.25% | 128 | 40 | 2026-08-02 09:00 | 2026-08-02 10:00 | VALID | calibrated_PETROM_full_month_P90 | 2026-08 | F¦2026-08-02T22:00:00Z | NEW | 46236.9167 | 20, 20, 0, 0, 0 | fbaa19b220a0f10502327a30ffdded45f5f90e234af69c20c4532f00e3a8e1c1
2026-08-02 | d | 2026-08-03 01:00 | 2026-08-03 02:00 | 本窗新增并冻结 | 24 | 24 | 13.71% | 175 | 24 | 2026-08-02 09:00 | 2026-08-02 10:00 | VALID | calibrated_directional_minimum_full_month | 2026-08 | d¦2026-08-02T22:00:00Z | NEW | 46236.9167 |  | fbaa19b220a0f10502327a30ffdded45f5f90e234af69c20c4532f00e3a8e1c1
2026-08-02 | u | 2026-08-03 01:00 | 2026-08-03 02:00 | 本窗新增并冻结 | 24 | 24 | 13.71% | 175 | 24 | 2026-08-02 09:00 | 2026-08-02 10:00 | VALID | calibrated_directional_minimum_full_month | 2026-08 | u¦2026-08-02T22:00:00Z | NEW | 46236.9167 |  | fbaa19b220a0f10502327a30ffdded45f5f90e234af69c20c4532f00e3a8e1c1
2026-08-02 | DA | 2026-08-03 01:15 | 2026-08-03 01:30 | 本窗新增并冻结 | 0 | 100 |  |  |  | 2026-08-02 13:00 | 2026-08-02 14:00 | VALID |  |  | DA¦2026-08-03_2 | NEW | 46236.9271 |  | fbaa19b220a0f10502327a30ffdded45f5f90e234af69c20c4532f00e3a8e1c1
2026-08-02 | DA | 2026-08-03 01:30 | 2026-08-03 01:45 | 本窗新增并冻结 | 0 | 100 |  |  |  | 2026-08-02 13:00 | 2026-08-02 14:00 | VALID |  |  | DA¦2026-08-03_3 | NEW | 46236.9375 |  | fbaa19b220a0f10502327a30ffdded45f5f90e234af69c20c4532f00e3a8e1c1
2026-08-02 | DA | 2026-08-03 01:45 | 2026-08-03 02:00 | 本窗新增并冻结 | -2.5851 | 100 |  |  |  | 2026-08-02 13:00 | 2026-08-02 14:00 | VALID |  |  | DA¦2026-08-03_4 | NEW | 46236.9479 |  | fbaa19b220a0f10502327a30ffdded45f5f90e234af69c20c4532f00e3a8e1c1
2026-08-02 | DA | 2026-08-03 02:00 | 2026-08-03 02:15 | 本窗新增并冻结 | -0.25212 | 100 |  |  |  | 2026-08-02 13:00 | 2026-08-02 14:00 | VALID |  |  | DA¦2026-08-03_5 | NEW | 46236.9583 |  | fbaa19b220a0f10502327a30ffdded45f5f90e234af69c20c4532f00e3a8e1c1
2026-08-02 | F | 2026-08-03 02:00 | 2026-08-03 03:00 | 本窗新增并冻结 | 40 | 40 | 31.25% | 128 | 40 | 2026-08-02 09:00 | 2026-08-02 10:00 | VALID | calibrated_PETROM_full_month_P90 | 2026-08 | F¦2026-08-02T23:00:00Z | NEW | 46236.9583 | 20, 20, 0, 0, 0 | fbaa19b220a0f10502327a30ffdded45f5f90e234af69c20c4532f00e3a8e1c1
2026-08-02 | d | 2026-08-03 02:00 | 2026-08-03 03:00 | 本窗新增并冻结 | 24 | 24 | 13.71% | 175 | 24 | 2026-08-02 09:00 | 2026-08-02 10:00 | VALID | calibrated_directional_minimum_full_month | 2026-08 | d¦2026-08-02T23:00:00Z | NEW | 46236.9583 |  | fbaa19b220a0f10502327a30ffdded45f5f90e234af69c20c4532f00e3a8e1c1
2026-08-02 | u | 2026-08-03 02:00 | 2026-08-03 03:00 | 本窗新增并冻结 | 24 | 24 | 13.71% | 175 | 24 | 2026-08-02 09:00 | 2026-08-02 10:00 | VALID | calibrated_directional_minimum_full_month | 2026-08 | u¦2026-08-02T23:00:00Z | NEW | 46236.9583 |  | fbaa19b220a0f10502327a30ffdded45f5f90e234af69c20c4532f00e3a8e1c1
2026-08-02 | DA | 2026-08-03 02:15 | 2026-08-03 02:30 | 本窗新增并冻结 | 0 | 100 |  |  |  | 2026-08-02 13:00 | 2026-08-02 14:00 | VALID |  |  | DA¦2026-08-03_6 | NEW | 46236.9688 |  | fbaa19b220a0f10502327a30ffdded45f5f90e234af69c20c4532f00e3a8e1c1
2026-08-02 | DA | 2026-08-03 02:30 | 2026-08-03 02:45 | 本窗新增并冻结 | -0.18545 | 100 |  |  |  | 2026-08-02 13:00 | 2026-08-02 14:00 | VALID |  |  | DA¦2026-08-03_7 | NEW | 46236.9792 |  | fbaa19b220a0f10502327a30ffdded45f5f90e234af69c20c4532f00e3a8e1c1
2026-08-02 | DA | 2026-08-03 02:45 | 2026-08-03 03:00 | 本窗新增并冻结 | -0.47502 | 100 |  |  |  | 2026-08-02 13:00 | 2026-08-02 14:00 | VALID |  |  | DA¦2026-08-03_8 | NEW | 46236.9896 |  | fbaa19b220a0f10502327a30ffdded45f5f90e234af69c20c4532f00e3a8e1c1
2026-08-02 | DA | 2026-08-03 03:00 | 2026-08-03 03:15 | 本窗新增并冻结 | 0 | 100 |  |  |  | 2026-08-02 13:00 | 2026-08-02 14:00 | VALID |  |  | DA¦2026-08-03_9 | NEW | 46237 |  | fbaa19b220a0f10502327a30ffdded45f5f90e234af69c20c4532f00e3a8e1c1
2026-08-02 | F | 2026-08-03 03:00 | 2026-08-03 04:00 | 本窗新增并冻结 | 40 | 40 | 31.25% | 128 | 40 | 2026-08-02 09:00 | 2026-08-02 10:00 | VALID | calibrated_PETROM_full_month_P90 | 2026-08 | F¦2026-08-03T00:00:00Z | NEW | 46237 | 20, 20, 0, 0, 0 | fbaa19b220a0f10502327a30ffdded45f5f90e234af69c20c4532f00e3a8e1c1
2026-08-02 | d | 2026-08-03 03:00 | 2026-08-03 04:00 | 本窗新增并冻结 | 24 | 24 | 13.71% | 175 | 24 | 2026-08-02 09:00 | 2026-08-02 10:00 | VALID | calibrated_directional_minimum_full_month | 2026-08 | d¦2026-08-03T00:00:00Z | NEW | 46237 |  | fbaa19b220a0f10502327a30ffdded45f5f90e234af69c20c4532f00e3a8e1c1
2026-08-02 | u | 2026-08-03 03:00 | 2026-08-03 04:00 | 本窗新增并冻结 | 24 | 24 | 13.71% | 175 | 24 | 2026-08-02 09:00 | 2026-08-02 10:00 | VALID | calibrated_directional_minimum_full_month | 2026-08 | u¦2026-08-03T00:00:00Z | NEW | 46237 |  | fbaa19b220a0f10502327a30ffdded45f5f90e234af69c20c4532f00e3a8e1c1
2026-08-02 | DA | 2026-08-03 03:15 | 2026-08-03 03:30 | 本窗新增并冻结 | 0 | 100 |  |  |  | 2026-08-02 13:00 | 2026-08-02 14:00 | VALID |  |  | DA¦2026-08-03_10 | NEW | 46237.0104 |  | fbaa19b220a0f10502327a30ffdded45f5f90e234af69c20c4532f00e3a8e1c1
2026-08-02 | DA | 2026-08-03 03:30 | 2026-08-03 03:45 | 本窗新增并冻结 | 0 | 100 |  |  |  | 2026-08-02 13:00 | 2026-08-02 14:00 | VALID |  |  | DA¦2026-08-03_11 | NEW | 46237.0208 |  | fbaa19b220a0f10502327a30ffdded45f5f90e234af69c20c4532f00e3a8e1c1
2026-08-02 | DA | 2026-08-03 03:45 | 2026-08-03 04:00 | 本窗新增并冻结 | 0 | 100 |  |  |  | 2026-08-02 13:00 | 2026-08-02 14:00 | VALID |  |  | DA¦2026-08-03_12 | NEW | 46237.0312 |  | fbaa19b220a0f10502327a30ffdded45f5f90e234af69c20c4532f00e3a8e1c1
2026-08-02 | DA | 2026-08-03 04:00 | 2026-08-03 04:15 | 本窗新增并冻结 | 0 | 100 |  |  |  | 2026-08-02 13:00 | 2026-08-02 14:00 | VALID |  |  | DA¦2026-08-03_13 | NEW | 46237.0417 |  | fbaa19b220a0f10502327a30ffdded45f5f90e234af69c20c4532f00e3a8e1c1
2026-08-02 | F | 2026-08-03 04:00 | 2026-08-03 05:00 | 本窗新增并冻结 | 40 | 40 | 31.25% | 128 | 40 | 2026-08-02 09:00 | 2026-08-02 10:00 | VALID | calibrated_PETROM_full_month_P90 | 2026-08 | F¦2026-08-03T01:00:00Z | NEW | 46237.0417 | 20, 20, 0, 0, 0 | fbaa19b220a0f10502327a30ffdded45f5f90e234af69c20c4532f00e3a8e1c1
2026-08-02 | d | 2026-08-03 04:00 | 2026-08-03 05:00 | 本窗新增并冻结 | 24 | 24 | 13.71% | 175 | 24 | 2026-08-02 09:00 | 2026-08-02 10:00 | VALID | calibrated_directional_minimum_full_month | 2026-08 | d¦2026-08-03T01:00:00Z | NEW | 46237.0417 |  | fbaa19b220a0f10502327a30ffdded45f5f90e234af69c20c4532f00e3a8e1c1
2026-08-02 | u | 2026-08-03 04:00 | 2026-08-03 05:00 | 本窗新增并冻结 | 24 | 24 | 13.71% | 175 | 24 | 2026-08-02 09:00 | 2026-08-02 10:00 | VALID | calibrated_directional_minimum_full_month | 2026-08 | u¦2026-08-03T01:00:00Z | NEW | 46237.0417 |  | fbaa19b220a0f10502327a30ffdded45f5f90e234af69c20c4532f00e3a8e1c1
2026-08-02 | DA | 2026-08-03 04:15 | 2026-08-03 04:30 | 本窗新增并冻结 | 0 | 100 |  |  |  | 2026-08-02 13:00 | 2026-08-02 14:00 | VALID |  |  | DA¦2026-08-03_14 | NEW | 46237.0521 |  | fbaa19b220a0f10502327a30ffdded45f5f90e234af69c20c4532f00e3a8e1c1
2026-08-02 | DA | 2026-08-03 04:30 | 2026-08-03 04:45 | 本窗新增并冻结 | -36 | 100 |  |  |  | 2026-08-02 13:00 | 2026-08-02 14:00 | VALID |  |  | DA¦2026-08-03_15 | NEW | 46237.0625 |  | fbaa19b220a0f10502327a30ffdded45f5f90e234af69c20c4532f00e3a8e1c1
2026-08-02 | DA | 2026-08-03 04:45 | 2026-08-03 05:00 | 本窗新增并冻结 | -36 | 100 |  |  |  | 2026-08-02 13:00 | 2026-08-02 14:00 | VALID |  |  | DA¦2026-08-03_16 | NEW | 46237.0729 |  | fbaa19b220a0f10502327a30ffdded45f5f90e234af69c20c4532f00e3a8e1c1
2026-08-02 | DA | 2026-08-03 05:00 | 2026-08-03 05:15 | 本窗新增并冻结 | -36 | 100 |  |  |  | 2026-08-02 13:00 | 2026-08-02 14:00 | VALID |  |  | DA¦2026-08-03_17 | NEW | 46237.0833 |  | fbaa19b220a0f10502327a30ffdded45f5f90e234af69c20c4532f00e3a8e1c1
2026-08-02 | F | 2026-08-03 05:00 | 2026-08-03 06:00 | 本窗新增并冻结 | 40 | 40 | 31.25% | 128 | 40 | 2026-08-02 09:00 | 2026-08-02 10:00 | VALID | calibrated_PETROM_full_month_P90 | 2026-08 | F¦2026-08-03T02:00:00Z | NEW | 46237.0833 | 20, 20, 0, 0, 0 | fbaa19b220a0f10502327a30ffdded45f5f90e234af69c20c4532f00e3a8e1c1
2026-08-02 | d | 2026-08-03 05:00 | 2026-08-03 06:00 | 本窗新增并冻结 | 24 | 24 | 13.71% | 175 | 24 | 2026-08-02 09:00 | 2026-08-02 10:00 | VALID | calibrated_directional_minimum_full_month | 2026-08 | d¦2026-08-03T02:00:00Z | NEW | 46237.0833 |  | fbaa19b220a0f10502327a30ffdded45f5f90e234af69c20c4532f00e3a8e1c1
2026-08-02 | u | 2026-08-03 05:00 | 2026-08-03 06:00 | 本窗新增并冻结 | 24 | 24 | 13.71% | 175 | 24 | 2026-08-02 09:00 | 2026-08-02 10:00 | VALID | calibrated_directional_minimum_full_month | 2026-08 | u¦2026-08-03T02:00:00Z | NEW | 46237.0833 |  | fbaa19b220a0f10502327a30ffdded45f5f90e234af69c20c4532f00e3a8e1c1
2026-08-02 | DA | 2026-08-03 05:15 | 2026-08-03 05:30 | 本窗新增并冻结 | 0 | 100 |  |  |  | 2026-08-02 13:00 | 2026-08-02 14:00 | VALID |  |  | DA¦2026-08-03_18 | NEW | 46237.0938 |  | fbaa19b220a0f10502327a30ffdded45f5f90e234af69c20c4532f00e3a8e1c1
2026-08-02 | DA | 2026-08-03 05:30 | 2026-08-03 05:45 | 本窗新增并冻结 | 0 | 100 |  |  |  | 2026-08-02 13:00 | 2026-08-02 14:00 | VALID |  |  | DA¦2026-08-03_19 | NEW | 46237.1042 |  | fbaa19b220a0f10502327a30ffdded45f5f90e234af69c20c4532f00e3a8e1c1
2026-08-02 | DA | 2026-08-03 05:45 | 2026-08-03 06:00 | 本窗新增并冻结 | 0 | 100 |  |  |  | 2026-08-02 13:00 | 2026-08-02 14:00 | VALID |  |  | DA¦2026-08-03_20 | NEW | 46237.1146 |  | fbaa19b220a0f10502327a30ffdded45f5f90e234af69c20c4532f00e3a8e1c1
2026-08-02 | DA | 2026-08-03 06:00 | 2026-08-03 06:15 | 本窗新增并冻结 | 0 | 100 |  |  |  | 2026-08-02 13:00 | 2026-08-02 14:00 | VALID |  |  | DA¦2026-08-03_21 | NEW | 46237.125 |  | fbaa19b220a0f10502327a30ffdded45f5f90e234af69c20c4532f00e3a8e1c1
2026-08-02 | F | 2026-08-03 06:00 | 2026-08-03 07:00 | 本窗新增并冻结 | 40 | 40 | 31.25% | 128 | 40 | 2026-08-02 09:00 | 2026-08-02 10:00 | VALID | calibrated_PETROM_full_month_P90 | 2026-08 | F¦2026-08-03T03:00:00Z | NEW | 46237.125 | 20, 20, 0, 0, 0 | fbaa19b220a0f10502327a30ffdded45f5f90e234af69c20c4532f00e3a8e1c1
2026-08-02 | d | 2026-08-03 06:00 | 2026-08-03 07:00 | 本窗新增并冻结 | 24 | 24 | 13.71% | 175 | 24 | 2026-08-02 09:00 | 2026-08-02 10:00 | VALID | calibrated_directional_minimum_full_month | 2026-08 | d¦2026-08-03T03:00:00Z | NEW | 46237.125 |  | fbaa19b220a0f10502327a30ffdded45f5f90e234af69c20c4532f00e3a8e1c1
2026-08-02 | u | 2026-08-03 06:00 | 2026-08-03 07:00 | 本窗新增并冻结 | 24 | 24 | 13.71% | 175 | 24 | 2026-08-02 09:00 | 2026-08-02 10:00 | VALID | calibrated_directional_minimum_full_month | 2026-08 | u¦2026-08-03T03:00:00Z | NEW | 46237.125 |  | fbaa19b220a0f10502327a30ffdded45f5f90e234af69c20c4532f00e3a8e1c1
2026-08-02 | DA | 2026-08-03 06:15 | 2026-08-03 06:30 | 本窗新增并冻结 | 24 | 100 |  |  |  | 2026-08-02 13:00 | 2026-08-02 14:00 | VALID |  |  | DA¦2026-08-03_22 | NEW | 46237.1354 |  | fbaa19b220a0f10502327a30ffdded45f5f90e234af69c20c4532f00e3a8e1c1
2026-08-02 | DA | 2026-08-03 06:30 | 2026-08-03 06:45 | 本窗新增并冻结 | 0 | 100 |  |  |  | 2026-08-02 13:00 | 2026-08-02 14:00 | VALID |  |  | DA¦2026-08-03_23 | NEW | 46237.1458 |  | fbaa19b220a0f10502327a30ffdded45f5f90e234af69c20c4532f00e3a8e1c1
2026-08-02 | DA | 2026-08-03 06:45 | 2026-08-03 07:00 | 本窗新增并冻结 | 24 | 100 |  |  |  | 2026-08-02 13:00 | 2026-08-02 14:00 | VALID |  |  | DA¦2026-08-03_24 | NEW | 46237.1562 |  | fbaa19b220a0f10502327a30ffdded45f5f90e234af69c20c4532f00e3a8e1c1
2026-08-02 | DA | 2026-08-03 07:00 | 2026-08-03 07:15 | 本窗新增并冻结 | 60 | 100 |  |  |  | 2026-08-02 13:00 | 2026-08-02 14:00 | VALID |  |  | DA¦2026-08-03_25 | NEW | 46237.1667 |  | fbaa19b220a0f10502327a30ffdded45f5f90e234af69c20c4532f00e3a8e1c1
2026-08-02 | F | 2026-08-03 07:00 | 2026-08-03 08:00 | 本窗新增并冻结 | 40 | 40 | 31.25% | 128 | 40 | 2026-08-02 09:00 | 2026-08-02 10:00 | VALID | calibrated_PETROM_full_month_P90 | 2026-08 | F¦2026-08-03T04:00:00Z | NEW | 46237.1667 | 20, 20, 0, 0, 0 | fbaa19b220a0f10502327a30ffdded45f5f90e234af69c20c4532f00e3a8e1c1
2026-08-02 | d | 2026-08-03 07:00 | 2026-08-03 08:00 | 本窗新增并冻结 | 0 | 0 | 13.71% | 175 | 24 | 2026-08-02 09:00 | 2026-08-02 10:00 | DATA_INVALID | calibrated_directional_minimum_full_month | 2026-08 | d¦2026-08-03T04:00:00Z | NEW | 46237.1667 |  | fbaa19b220a0f10502327a30ffdded45f5f90e234af69c20c4532f00e3a8e1c1
2026-08-02 | u | 2026-08-03 07:00 | 2026-08-03 08:00 | 本窗新增并冻结 | 0 | 0 | 13.71% | 175 | 24 | 2026-08-02 09:00 | 2026-08-02 10:00 | DATA_INVALID | calibrated_directional_minimum_full_month | 2026-08 | u¦2026-08-03T04:00:00Z | NEW | 46237.1667 |  | fbaa19b220a0f10502327a30ffdded45f5f90e234af69c20c4532f00e3a8e1c1
2026-08-02 | DA | 2026-08-03 07:15 | 2026-08-03 07:30 | 本窗新增并冻结 | 27.7458 | 100 |  |  |  | 2026-08-02 13:00 | 2026-08-02 14:00 | VALID |  |  | DA¦2026-08-03_26 | NEW | 46237.1771 |  | fbaa19b220a0f10502327a30ffdded45f5f90e234af69c20c4532f00e3a8e1c1
2026-08-02 | DA | 2026-08-03 07:30 | 2026-08-03 07:45 | 本窗新增并冻结 | 0 | 100 |  |  |  | 2026-08-02 13:00 | 2026-08-02 14:00 | VALID |  |  | DA¦2026-08-03_27 | NEW | 46237.1875 |  | fbaa19b220a0f10502327a30ffdded45f5f90e234af69c20c4532f00e3a8e1c1
2026-08-02 | DA | 2026-08-03 07:45 | 2026-08-03 08:00 | 本窗新增并冻结 | 0 | 100 |  |  |  | 2026-08-02 13:00 | 2026-08-02 14:00 | VALID |  |  | DA¦2026-08-03_28 | NEW | 46237.1979 |  | fbaa19b220a0f10502327a30ffdded45f5f90e234af69c20c4532f00e3a8e1c1
2026-08-02 | DA | 2026-08-03 08:00 | 2026-08-03 08:15 | 本窗新增并冻结 | 0 | 100 |  |  |  | 2026-08-02 13:00 | 2026-08-02 14:00 | VALID |  |  | DA¦2026-08-03_29 | NEW | 46237.2083 |  | fbaa19b220a0f10502327a30ffdded45f5f90e234af69c20c4532f00e3a8e1c1
2026-08-02 | F | 2026-08-03 08:00 | 2026-08-03 09:00 | 本窗新增并冻结 | 40 | 40 | 31.25% | 128 | 40 | 2026-08-02 09:00 | 2026-08-02 10:00 | VALID | calibrated_PETROM_full_month_P90 | 2026-08 | F¦2026-08-03T05:00:00Z | NEW | 46237.2083 | 20, 20, 0, 0, 0 | fbaa19b220a0f10502327a30ffdded45f5f90e234af69c20c4532f00e3a8e1c1
2026-08-02 | d | 2026-08-03 08:00 | 2026-08-03 09:00 | 本窗新增并冻结 | 24 | 24 | 13.71% | 175 | 24 | 2026-08-02 09:00 | 2026-08-02 10:00 | VALID | calibrated_directional_minimum_full_month | 2026-08 | d¦2026-08-03T05:00:00Z | NEW | 46237.2083 |  | fbaa19b220a0f10502327a30ffdded45f5f90e234af69c20c4532f00e3a8e1c1
2026-08-02 | u | 2026-08-03 08:00 | 2026-08-03 09:00 | 本窗新增并冻结 | 24 | 24 | 13.71% | 175 | 24 | 2026-08-02 09:00 | 2026-08-02 10:00 | VALID | calibrated_directional_minimum_full_month | 2026-08 | u¦2026-08-03T05:00:00Z | NEW | 46237.2083 |  | fbaa19b220a0f10502327a30ffdded45f5f90e234af69c20c4532f00e3a8e1c1
2026-08-02 | DA | 2026-08-03 08:15 | 2026-08-03 08:30 | 本窗新增并冻结 | 0 | 100 |  |  |  | 2026-08-02 13:00 | 2026-08-02 14:00 | VALID |  |  | DA¦2026-08-03_30 | NEW | 46237.2188 |  | fbaa19b220a0f10502327a30ffdded45f5f90e234af69c20c4532f00e3a8e1c1
2026-08-02 | DA | 2026-08-03 08:30 | 2026-08-03 08:45 | 本窗新增并冻结 | 0 | 100 |  |  |  | 2026-08-02 13:00 | 2026-08-02 14:00 | VALID |  |  | DA¦2026-08-03_31 | NEW | 46237.2292 |  | fbaa19b220a0f10502327a30ffdded45f5f90e234af69c20c4532f00e3a8e1c1
2026-08-02 | DA | 2026-08-03 08:45 | 2026-08-03 09:00 | 本窗新增并冻结 | 0 | 100 |  |  |  | 2026-08-02 13:00 | 2026-08-02 14:00 | VALID |  |  | DA¦2026-08-03_32 | NEW | 46237.2396 |  | fbaa19b220a0f10502327a30ffdded45f5f90e234af69c20c4532f00e3a8e1c1
2026-08-02 | DA | 2026-08-03 09:00 | 2026-08-03 09:15 | 本窗新增并冻结 | 0 | 100 |  |  |  | 2026-08-02 13:00 | 2026-08-02 14:00 | VALID |  |  | DA¦2026-08-03_33 | NEW | 46237.25 |  | fbaa19b220a0f10502327a30ffdded45f5f90e234af69c20c4532f00e3a8e1c1
2026-08-02 | F | 2026-08-03 09:00 | 2026-08-03 10:00 | 本窗新增并冻结 | 40 | 40 | 31.25% | 128 | 40 | 2026-08-02 09:00 | 2026-08-02 10:00 | VALID | calibrated_PETROM_full_month_P90 | 2026-08 | F¦2026-08-03T06:00:00Z | NEW | 46237.25 | 20, 20, 0, 0, 0 | fbaa19b220a0f10502327a30ffdded45f5f90e234af69c20c4532f00e3a8e1c1
2026-08-02 | d | 2026-08-03 09:00 | 2026-08-03 10:00 | 本窗新增并冻结 | 24 | 24 | 13.71% | 175 | 24 | 2026-08-02 09:00 | 2026-08-02 10:00 | VALID | calibrated_directional_minimum_full_month | 2026-08 | d¦2026-08-03T06:00:00Z | NEW | 46237.25 |  | fbaa19b220a0f10502327a30ffdded45f5f90e234af69c20c4532f00e3a8e1c1
2026-08-02 | u | 2026-08-03 09:00 | 2026-08-03 10:00 | 本窗新增并冻结 | 24 | 24 | 13.71% | 175 | 24 | 2026-08-02 09:00 | 2026-08-02 10:00 | VALID | calibrated_directional_minimum_full_month | 2026-08 | u¦2026-08-03T06:00:00Z | NEW | 46237.25 |  | fbaa19b220a0f10502327a30ffdded45f5f90e234af69c20c4532f00e3a8e1c1
2026-08-02 | DA | 2026-08-03 09:15 | 2026-08-03 09:30 | 本窗新增并冻结 | -1.7882 | 100 |  |  |  | 2026-08-02 13:00 | 2026-08-02 14:00 | VALID |  |  | DA¦2026-08-03_34 | NEW | 46237.2604 |  | fbaa19b220a0f10502327a30ffdded45f5f90e234af69c20c4532f00e3a8e1c1
2026-08-02 | DA | 2026-08-03 09:30 | 2026-08-03 09:45 | 本窗新增并冻结 | -8.1966 | 100 |  |  |  | 2026-08-02 13:00 | 2026-08-02 14:00 | VALID |  |  | DA¦2026-08-03_35 | NEW | 46237.2708 |  | fbaa19b220a0f10502327a30ffdded45f5f90e234af69c20c4532f00e3a8e1c1
2026-08-02 | DA | 2026-08-03 09:45 | 2026-08-03 10:00 | 本窗新增并冻结 | -36 | 100 |  |  |  | 2026-08-02 13:00 | 2026-08-02 14:00 | VALID |  |  | DA¦2026-08-03_36 | NEW | 46237.2812 |  | fbaa19b220a0f10502327a30ffdded45f5f90e234af69c20c4532f00e3a8e1c1
2026-08-02 | DA | 2026-08-03 10:00 | 2026-08-03 10:15 | 本窗新增并冻结 | 36 | 100 |  |  |  | 2026-08-02 13:00 | 2026-08-02 14:00 | VALID |  |  | DA¦2026-08-03_37 | NEW | 46237.2917 |  | fbaa19b220a0f10502327a30ffdded45f5f90e234af69c20c4532f00e3a8e1c1
2026-08-02 | F | 2026-08-03 10:00 | 2026-08-03 11:00 | 本窗新增并冻结 | 40 | 40 | 31.25% | 128 | 40 | 2026-08-02 09:00 | 2026-08-02 10:00 | VALID | calibrated_PETROM_full_month_P90 | 2026-08 | F¦2026-08-03T07:00:00Z | NEW | 46237.2917 | 20, 20, 0, 0, 0 | fbaa19b220a0f10502327a30ffdded45f5f90e234af69c20c4532f00e3a8e1c1
2026-08-02 | d | 2026-08-03 10:00 | 2026-08-03 11:00 | 本窗新增并冻结 | 24 | 24 | 13.71% | 175 | 24 | 2026-08-02 09:00 | 2026-08-02 10:00 | VALID | calibrated_directional_minimum_full_month | 2026-08 | d¦2026-08-03T07:00:00Z | NEW | 46237.2917 |  | fbaa19b220a0f10502327a30ffdded45f5f90e234af69c20c4532f00e3a8e1c1
2026-08-02 | u | 2026-08-03 10:00 | 2026-08-03 11:00 | 本窗新增并冻结 | 24 | 24 | 13.71% | 175 | 24 | 2026-08-02 09:00 | 2026-08-02 10:00 | VALID | calibrated_directional_minimum_full_month | 2026-08 | u¦2026-08-03T07:00:00Z | NEW | 46237.2917 |  | fbaa19b220a0f10502327a30ffdded45f5f90e234af69c20c4532f00e3a8e1c1
2026-08-02 | DA | 2026-08-03 10:15 | 2026-08-03 10:30 | 本窗新增并冻结 | 8.9013 | 100 |  |  |  | 2026-08-02 13:00 | 2026-08-02 14:00 | VALID |  |  | DA¦2026-08-03_38 | NEW | 46237.3021 |  | fbaa19b220a0f10502327a30ffdded45f5f90e234af69c20c4532f00e3a8e1c1
2026-08-02 | DA | 2026-08-03 10:30 | 2026-08-03 10:45 | 本窗新增并冻结 | 0 | 100 |  |  |  | 2026-08-02 13:00 | 2026-08-02 14:00 | VALID |  |  | DA¦2026-08-03_39 | NEW | 46237.3125 |  | fbaa19b220a0f10502327a30ffdded45f5f90e234af69c20c4532f00e3a8e1c1
2026-08-02 | DA | 2026-08-03 10:45 | 2026-08-03 11:00 | 本窗新增并冻结 | -36 | 100 |  |  |  | 2026-08-02 13:00 | 2026-08-02 14:00 | VALID |  |  | DA¦2026-08-03_40 | NEW | 46237.3229 |  | fbaa19b220a0f10502327a30ffdded45f5f90e234af69c20c4532f00e3a8e1c1
2026-08-02 | DA | 2026-08-03 11:00 | 2026-08-03 11:15 | 本窗新增并冻结 | -36 | 100 |  |  |  | 2026-08-02 13:00 | 2026-08-02 14:00 | VALID |  |  | DA¦2026-08-03_41 | NEW | 46237.3333 |  | fbaa19b220a0f10502327a30ffdded45f5f90e234af69c20c4532f00e3a8e1c1
2026-08-02 | F | 2026-08-03 11:00 | 2026-08-03 12:00 | 本窗新增并冻结 | 40 | 40 | 31.25% | 128 | 40 | 2026-08-02 09:00 | 2026-08-02 10:00 | VALID | calibrated_PETROM_full_month_P90 | 2026-08 | F¦2026-08-03T08:00:00Z | NEW | 46237.3333 | 20, 20, 0, 0, 0 | fbaa19b220a0f10502327a30ffdded45f5f90e234af69c20c4532f00e3a8e1c1
2026-08-02 | d | 2026-08-03 11:00 | 2026-08-03 12:00 | 本窗新增并冻结 | 24 | 24 | 13.71% | 175 | 24 | 2026-08-02 09:00 | 2026-08-02 10:00 | VALID | calibrated_directional_minimum_full_month | 2026-08 | d¦2026-08-03T08:00:00Z | NEW | 46237.3333 |  | fbaa19b220a0f10502327a30ffdded45f5f90e234af69c20c4532f00e3a8e1c1
2026-08-02 | u | 2026-08-03 11:00 | 2026-08-03 12:00 | 本窗新增并冻结 | 24 | 24 | 13.71% | 175 | 24 | 2026-08-02 09:00 | 2026-08-02 10:00 | VALID | calibrated_directional_minimum_full_month | 2026-08 | u¦2026-08-03T08:00:00Z | NEW | 46237.3333 |  | fbaa19b220a0f10502327a30ffdded45f5f90e234af69c20c4532f00e3a8e1c1
2026-08-02 | DA | 2026-08-03 11:15 | 2026-08-03 11:30 | 本窗新增并冻结 | 0 | 100 |  |  |  | 2026-08-02 13:00 | 2026-08-02 14:00 | VALID |  |  | DA¦2026-08-03_42 | NEW | 46237.3438 |  | fbaa19b220a0f10502327a30ffdded45f5f90e234af69c20c4532f00e3a8e1c1
2026-08-02 | DA | 2026-08-03 11:30 | 2026-08-03 11:45 | 本窗新增并冻结 | 0 | 100 |  |  |  | 2026-08-02 13:00 | 2026-08-02 14:00 | VALID |  |  | DA¦2026-08-03_43 | NEW | 46237.3542 |  | fbaa19b220a0f10502327a30ffdded45f5f90e234af69c20c4532f00e3a8e1c1
2026-08-02 | DA | 2026-08-03 11:45 | 2026-08-03 12:00 | 本窗新增并冻结 | -36 | 100 |  |  |  | 2026-08-02 13:00 | 2026-08-02 14:00 | VALID |  |  | DA¦2026-08-03_44 | NEW | 46237.3646 |  | fbaa19b220a0f10502327a30ffdded45f5f90e234af69c20c4532f00e3a8e1c1
2026-08-02 | DA | 2026-08-03 12:00 | 2026-08-03 12:15 | 本窗新增并冻结 | 36 | 100 |  |  |  | 2026-08-02 13:00 | 2026-08-02 14:00 | VALID |  |  | DA¦2026-08-03_45 | NEW | 46237.375 |  | fbaa19b220a0f10502327a30ffdded45f5f90e234af69c20c4532f00e3a8e1c1
2026-08-02 | F | 2026-08-03 12:00 | 2026-08-03 13:00 | 本窗新增并冻结 | 40 | 40 | 31.25% | 128 | 40 | 2026-08-02 09:00 | 2026-08-02 10:00 | VALID | calibrated_PETROM_full_month_P90 | 2026-08 | F¦2026-08-03T09:00:00Z | NEW | 46237.375 | 20, 20, 0, 0, 0 | fbaa19b220a0f10502327a30ffdded45f5f90e234af69c20c4532f00e3a8e1c1
2026-08-02 | d | 2026-08-03 12:00 | 2026-08-03 13:00 | 本窗新增并冻结 | 24 | 24 | 13.71% | 175 | 24 | 2026-08-02 09:00 | 2026-08-02 10:00 | VALID | calibrated_directional_minimum_full_month | 2026-08 | d¦2026-08-03T09:00:00Z | NEW | 46237.375 |  | fbaa19b220a0f10502327a30ffdded45f5f90e234af69c20c4532f00e3a8e1c1
2026-08-02 | u | 2026-08-03 12:00 | 2026-08-03 13:00 | 本窗新增并冻结 | 24 | 24 | 13.71% | 175 | 24 | 2026-08-02 09:00 | 2026-08-02 10:00 | VALID | calibrated_directional_minimum_full_month | 2026-08 | u¦2026-08-03T09:00:00Z | NEW | 46237.375 |  | fbaa19b220a0f10502327a30ffdded45f5f90e234af69c20c4532f00e3a8e1c1
2026-08-02 | DA | 2026-08-03 12:15 | 2026-08-03 12:30 | 本窗新增并冻结 | 0 | 100 |  |  |  | 2026-08-02 13:00 | 2026-08-02 14:00 | VALID |  |  | DA¦2026-08-03_46 | NEW | 46237.3854 |  | fbaa19b220a0f10502327a30ffdded45f5f90e234af69c20c4532f00e3a8e1c1
2026-08-02 | DA | 2026-08-03 12:30 | 2026-08-03 12:45 | 本窗新增并冻结 | -36 | 100 |  |  |  | 2026-08-02 13:00 | 2026-08-02 14:00 | VALID |  |  | DA¦2026-08-03_47 | NEW | 46237.3958 |  | fbaa19b220a0f10502327a30ffdded45f5f90e234af69c20c4532f00e3a8e1c1
2026-08-02 | DA | 2026-08-03 12:45 | 2026-08-03 13:00 | 本窗新增并冻结 | -36 | 100 |  |  |  | 2026-08-02 13:00 | 2026-08-02 14:00 | VALID |  |  | DA¦2026-08-03_48 | NEW | 46237.4062 |  | fbaa19b220a0f10502327a30ffdded45f5f90e234af69c20c4532f00e3a8e1c1
2026-08-02 | DA | 2026-08-03 13:00 | 2026-08-03 13:15 | 本窗新增并冻结 | -60 | 100 |  |  |  | 2026-08-02 13:00 | 2026-08-02 14:00 | VALID |  |  | DA¦2026-08-03_49 | NEW | 46237.4167 |  | fbaa19b220a0f10502327a30ffdded45f5f90e234af69c20c4532f00e3a8e1c1
2026-08-02 | F | 2026-08-03 13:00 | 2026-08-03 14:00 | 本窗新增并冻结 | 40 | 40 | 31.25% | 128 | 40 | 2026-08-02 09:00 | 2026-08-02 10:00 | VALID | calibrated_PETROM_full_month_P90 | 2026-08 | F¦2026-08-03T10:00:00Z | NEW | 46237.4167 | 20, 20, 0, 0, 0 | fbaa19b220a0f10502327a30ffdded45f5f90e234af69c20c4532f00e3a8e1c1
2026-08-02 | d | 2026-08-03 13:00 | 2026-08-03 14:00 | 本窗新增并冻结 | 0 | 24 | 13.71% | 175 | 24 | 2026-08-02 09:00 | 2026-08-02 10:00 | VALID | calibrated_directional_minimum_full_month | 2026-08 | d¦2026-08-03T10:00:00Z | NEW | 46237.4167 |  | fbaa19b220a0f10502327a30ffdded45f5f90e234af69c20c4532f00e3a8e1c1
2026-08-02 | u | 2026-08-03 13:00 | 2026-08-03 14:00 | 本窗新增并冻结 | 24 | 24 | 13.71% | 175 | 24 | 2026-08-02 09:00 | 2026-08-02 10:00 | VALID | calibrated_directional_minimum_full_month | 2026-08 | u¦2026-08-03T10:00:00Z | NEW | 46237.4167 |  | fbaa19b220a0f10502327a30ffdded45f5f90e234af69c20c4532f00e3a8e1c1
2026-08-02 | DA | 2026-08-03 13:15 | 2026-08-03 13:30 | 本窗新增并冻结 | -60 | 100 |  |  |  | 2026-08-02 13:00 | 2026-08-02 14:00 | VALID |  |  | DA¦2026-08-03_50 | NEW | 46237.4271 |  | fbaa19b220a0f10502327a30ffdded45f5f90e234af69c20c4532f00e3a8e1c1
2026-08-02 | DA | 2026-08-03 13:30 | 2026-08-03 13:45 | 本窗新增并冻结 | -60 | 100 |  |  |  | 2026-08-02 13:00 | 2026-08-02 14:00 | VALID |  |  | DA¦2026-08-03_51 | NEW | 46237.4375 |  | fbaa19b220a0f10502327a30ffdded45f5f90e234af69c20c4532f00e3a8e1c1
2026-08-02 | DA | 2026-08-03 13:45 | 2026-08-03 14:00 | 本窗新增并冻结 | -60 | 100 |  |  |  | 2026-08-02 13:00 | 2026-08-02 14:00 | VALID |  |  | DA¦2026-08-03_52 | NEW | 46237.4479 |  | fbaa19b220a0f10502327a30ffdded45f5f90e234af69c20c4532f00e3a8e1c1
2026-08-02 | DA | 2026-08-03 14:00 | 2026-08-03 14:15 | 本窗新增并冻结 | -36 | 100 |  |  |  | 2026-08-02 13:00 | 2026-08-02 14:00 | VALID |  |  | DA¦2026-08-03_53 | NEW | 46237.4583 |  | fbaa19b220a0f10502327a30ffdded45f5f90e234af69c20c4532f00e3a8e1c1
2026-08-02 | F | 2026-08-03 14:00 | 2026-08-03 15:00 | 本窗新增并冻结 | 40 | 40 | 31.25% | 128 | 40 | 2026-08-02 09:00 | 2026-08-02 10:00 | VALID | calibrated_PETROM_full_month_P90 | 2026-08 | F¦2026-08-03T11:00:00Z | NEW | 46237.4583 | 20, 20, 0, 0, 0 | fbaa19b220a0f10502327a30ffdded45f5f90e234af69c20c4532f00e3a8e1c1
2026-08-02 | d | 2026-08-03 14:00 | 2026-08-03 15:00 | 本窗新增并冻结 | 24 | 24 | 13.71% | 175 | 24 | 2026-08-02 09:00 | 2026-08-02 10:00 | VALID | calibrated_directional_minimum_full_month | 2026-08 | d¦2026-08-03T11:00:00Z | NEW | 46237.4583 |  | fbaa19b220a0f10502327a30ffdded45f5f90e234af69c20c4532f00e3a8e1c1
2026-08-02 | u | 2026-08-03 14:00 | 2026-08-03 15:00 | 本窗新增并冻结 | 24 | 24 | 13.71% | 175 | 24 | 2026-08-02 09:00 | 2026-08-02 10:00 | VALID | calibrated_directional_minimum_full_month | 2026-08 | u¦2026-08-03T11:00:00Z | NEW | 46237.4583 |  | fbaa19b220a0f10502327a30ffdded45f5f90e234af69c20c4532f00e3a8e1c1
2026-08-02 | DA | 2026-08-03 14:15 | 2026-08-03 14:30 | 本窗新增并冻结 | 0 | 100 |  |  |  | 2026-08-02 13:00 | 2026-08-02 14:00 | VALID |  |  | DA¦2026-08-03_54 | NEW | 46237.4688 |  | fbaa19b220a0f10502327a30ffdded45f5f90e234af69c20c4532f00e3a8e1c1
2026-08-02 | DA | 2026-08-03 14:30 | 2026-08-03 14:45 | 本窗新增并冻结 | -36 | 100 |  |  |  | 2026-08-02 13:00 | 2026-08-02 14:00 | VALID |  |  | DA¦2026-08-03_55 | NEW | 46237.4792 |  | fbaa19b220a0f10502327a30ffdded45f5f90e234af69c20c4532f00e3a8e1c1
2026-08-02 | DA | 2026-08-03 14:45 | 2026-08-03 15:00 | 本窗新增并冻结 | -36 | 100 |  |  |  | 2026-08-02 13:00 | 2026-08-02 14:00 | VALID |  |  | DA¦2026-08-03_56 | NEW | 46237.4896 |  | fbaa19b220a0f10502327a30ffdded45f5f90e234af69c20c4532f00e3a8e1c1
2026-08-02 | DA | 2026-08-03 15:00 | 2026-08-03 15:15 | 本窗新增并冻结 | -7.4878 | 100 |  |  |  | 2026-08-02 13:00 | 2026-08-02 14:00 | VALID |  |  | DA¦2026-08-03_57 | NEW | 46237.5 |  | fbaa19b220a0f10502327a30ffdded45f5f90e234af69c20c4532f00e3a8e1c1
2026-08-02 | F | 2026-08-03 15:00 | 2026-08-03 16:00 | 本窗新增并冻结 | 40 | 40 | 31.25% | 128 | 40 | 2026-08-02 09:00 | 2026-08-02 10:00 | VALID | calibrated_PETROM_full_month_P90 | 2026-08 | F¦2026-08-03T12:00:00Z | NEW | 46237.5 | 20, 20, 0, 0, 0 | fbaa19b220a0f10502327a30ffdded45f5f90e234af69c20c4532f00e3a8e1c1
2026-08-02 | d | 2026-08-03 15:00 | 2026-08-03 16:00 | 本窗新增并冻结 | 24 | 24 | 13.71% | 175 | 24 | 2026-08-02 09:00 | 2026-08-02 10:00 | VALID | calibrated_directional_minimum_full_month | 2026-08 | d¦2026-08-03T12:00:00Z | NEW | 46237.5 |  | fbaa19b220a0f10502327a30ffdded45f5f90e234af69c20c4532f00e3a8e1c1
2026-08-02 | u | 2026-08-03 15:00 | 2026-08-03 16:00 | 本窗新增并冻结 | 24 | 24 | 13.71% | 175 | 24 | 2026-08-02 09:00 | 2026-08-02 10:00 | VALID | calibrated_directional_minimum_full_month | 2026-08 | u¦2026-08-03T12:00:00Z | NEW | 46237.5 |  | fbaa19b220a0f10502327a30ffdded45f5f90e234af69c20c4532f00e3a8e1c1
2026-08-02 | DA | 2026-08-03 15:15 | 2026-08-03 15:30 | 本窗新增并冻结 | 0.21685 | 100 |  |  |  | 2026-08-02 13:00 | 2026-08-02 14:00 | VALID |  |  | DA¦2026-08-03_58 | NEW | 46237.5104 |  | fbaa19b220a0f10502327a30ffdded45f5f90e234af69c20c4532f00e3a8e1c1
2026-08-02 | DA | 2026-08-03 15:30 | 2026-08-03 15:45 | 本窗新增并冻结 | 0 | 100 |  |  |  | 2026-08-02 13:00 | 2026-08-02 14:00 | VALID |  |  | DA¦2026-08-03_59 | NEW | 46237.5208 |  | fbaa19b220a0f10502327a30ffdded45f5f90e234af69c20c4532f00e3a8e1c1
2026-08-02 | DA | 2026-08-03 15:45 | 2026-08-03 16:00 | 本窗新增并冻结 | 0 | 100 |  |  |  | 2026-08-02 13:00 | 2026-08-02 14:00 | VALID |  |  | DA¦2026-08-03_60 | NEW | 46237.5312 |  | fbaa19b220a0f10502327a30ffdded45f5f90e234af69c20c4532f00e3a8e1c1
2026-08-02 | DA | 2026-08-03 16:00 | 2026-08-03 16:15 | 本窗新增并冻结 | -0.69457 | 100 |  |  |  | 2026-08-02 13:00 | 2026-08-02 14:00 | VALID |  |  | DA¦2026-08-03_61 | NEW | 46237.5417 |  | fbaa19b220a0f10502327a30ffdded45f5f90e234af69c20c4532f00e3a8e1c1
2026-08-02 | F | 2026-08-03 16:00 | 2026-08-03 17:00 | 本窗新增并冻结 | 40 | 40 | 31.25% | 128 | 40 | 2026-08-02 09:00 | 2026-08-02 10:00 | VALID | calibrated_PETROM_full_month_P90 | 2026-08 | F¦2026-08-03T13:00:00Z | NEW | 46237.5417 | 20, 20, 0, 0, 0 | fbaa19b220a0f10502327a30ffdded45f5f90e234af69c20c4532f00e3a8e1c1
2026-08-02 | d | 2026-08-03 16:00 | 2026-08-03 17:00 | 本窗新增并冻结 | 24 | 24 | 13.71% | 175 | 24 | 2026-08-02 09:00 | 2026-08-02 10:00 | VALID | calibrated_directional_minimum_full_month | 2026-08 | d¦2026-08-03T13:00:00Z | NEW | 46237.5417 |  | fbaa19b220a0f10502327a30ffdded45f5f90e234af69c20c4532f00e3a8e1c1
2026-08-02 | u | 2026-08-03 16:00 | 2026-08-03 17:00 | 本窗新增并冻结 | 0 | 24 | 13.71% | 175 | 24 | 2026-08-02 09:00 | 2026-08-02 10:00 | VALID | calibrated_directional_minimum_full_month | 2026-08 | u¦2026-08-03T13:00:00Z | NEW | 46237.5417 |  | fbaa19b220a0f10502327a30ffdded45f5f90e234af69c20c4532f00e3a8e1c1
2026-08-02 | DA | 2026-08-03 16:15 | 2026-08-03 16:30 | 本窗新增并冻结 | 4.0694 | 100 |  |  |  | 2026-08-02 13:00 | 2026-08-02 14:00 | VALID |  |  | DA¦2026-08-03_62 | NEW | 46237.5521 |  | fbaa19b220a0f10502327a30ffdded45f5f90e234af69c20c4532f00e3a8e1c1
2026-08-02 | DA | 2026-08-03 16:30 | 2026-08-03 16:45 | 本窗新增并冻结 | 8.8226 | 100 |  |  |  | 2026-08-02 13:00 | 2026-08-02 14:00 | VALID |  |  | DA¦2026-08-03_63 | NEW | 46237.5625 |  | fbaa19b220a0f10502327a30ffdded45f5f90e234af69c20c4532f00e3a8e1c1
2026-08-02 | DA | 2026-08-03 16:45 | 2026-08-03 17:00 | 本窗新增并冻结 | 60 | 100 |  |  |  | 2026-08-02 13:00 | 2026-08-02 14:00 | VALID |  |  | DA¦2026-08-03_64 | NEW | 46237.5729 |  | fbaa19b220a0f10502327a30ffdded45f5f90e234af69c20c4532f00e3a8e1c1
2026-08-02 | DA | 2026-08-03 17:00 | 2026-08-03 17:15 | 本窗新增并冻结 | -60 | 100 |  |  |  | 2026-08-02 13:00 | 2026-08-02 14:00 | VALID |  |  | DA¦2026-08-03_65 | NEW | 46237.5833 |  | fbaa19b220a0f10502327a30ffdded45f5f90e234af69c20c4532f00e3a8e1c1
2026-08-02 | F | 2026-08-03 17:00 | 2026-08-03 18:00 | 本窗新增并冻结 | 40 | 40 | 31.25% | 128 | 40 | 2026-08-02 09:00 | 2026-08-02 10:00 | VALID | calibrated_PETROM_full_month_P90 | 2026-08 | F¦2026-08-03T14:00:00Z | NEW | 46237.5833 | 20, 20, 0, 0, 0 | fbaa19b220a0f10502327a30ffdded45f5f90e234af69c20c4532f00e3a8e1c1
2026-08-02 | d | 2026-08-03 17:00 | 2026-08-03 18:00 | 本窗新增并冻结 | 0 | 0 | 13.71% | 175 | 24 | 2026-08-02 09:00 | 2026-08-02 10:00 | DATA_INVALID | calibrated_directional_minimum_full_month | 2026-08 | d¦2026-08-03T14:00:00Z | NEW | 46237.5833 |  | fbaa19b220a0f10502327a30ffdded45f5f90e234af69c20c4532f00e3a8e1c1
2026-08-02 | u | 2026-08-03 17:00 | 2026-08-03 18:00 | 本窗新增并冻结 | 0 | 0 | 13.71% | 175 | 24 | 2026-08-02 09:00 | 2026-08-02 10:00 | DATA_INVALID | calibrated_directional_minimum_full_month | 2026-08 | u¦2026-08-03T14:00:00Z | NEW | 46237.5833 |  | fbaa19b220a0f10502327a30ffdded45f5f90e234af69c20c4532f00e3a8e1c1
2026-08-02 | DA | 2026-08-03 17:15 | 2026-08-03 17:30 | 本窗新增并冻结 | 0 | 100 |  |  |  | 2026-08-02 13:00 | 2026-08-02 14:00 | VALID |  |  | DA¦2026-08-03_66 | NEW | 46237.5938 |  | fbaa19b220a0f10502327a30ffdded45f5f90e234af69c20c4532f00e3a8e1c1
2026-08-02 | DA | 2026-08-03 17:30 | 2026-08-03 17:45 | 本窗新增并冻结 | 0 | 100 |  |  |  | 2026-08-02 13:00 | 2026-08-02 14:00 | VALID |  |  | DA¦2026-08-03_67 | NEW | 46237.6042 |  | fbaa19b220a0f10502327a30ffdded45f5f90e234af69c20c4532f00e3a8e1c1
2026-08-02 | DA | 2026-08-03 17:45 | 2026-08-03 18:00 | 本窗新增并冻结 | 38.3499 | 100 |  |  |  | 2026-08-02 13:00 | 2026-08-02 14:00 | VALID |  |  | DA¦2026-08-03_68 | NEW | 46237.6146 |  | fbaa19b220a0f10502327a30ffdded45f5f90e234af69c20c4532f00e3a8e1c1
2026-08-02 | DA | 2026-08-03 18:00 | 2026-08-03 18:15 | 本窗新增并冻结 | -36 | 100 |  |  |  | 2026-08-02 13:00 | 2026-08-02 14:00 | VALID |  |  | DA¦2026-08-03_69 | NEW | 46237.625 |  | fbaa19b220a0f10502327a30ffdded45f5f90e234af69c20c4532f00e3a8e1c1
2026-08-02 | F | 2026-08-03 18:00 | 2026-08-03 19:00 | 本窗新增并冻结 | 40 | 40 | 31.25% | 128 | 40 | 2026-08-02 09:00 | 2026-08-02 10:00 | VALID | calibrated_PETROM_full_month_P90 | 2026-08 | F¦2026-08-03T15:00:00Z | NEW | 46237.625 | 20, 20, 0, 0, 0 | fbaa19b220a0f10502327a30ffdded45f5f90e234af69c20c4532f00e3a8e1c1
2026-08-02 | d | 2026-08-03 18:00 | 2026-08-03 19:00 | 本窗新增并冻结 | 24 | 24 | 13.71% | 175 | 24 | 2026-08-02 09:00 | 2026-08-02 10:00 | VALID | calibrated_directional_minimum_full_month | 2026-08 | d¦2026-08-03T15:00:00Z | NEW | 46237.625 |  | fbaa19b220a0f10502327a30ffdded45f5f90e234af69c20c4532f00e3a8e1c1
2026-08-02 | u | 2026-08-03 18:00 | 2026-08-03 19:00 | 本窗新增并冻结 | 24 | 24 | 13.71% | 175 | 24 | 2026-08-02 09:00 | 2026-08-02 10:00 | VALID | calibrated_directional_minimum_full_month | 2026-08 | u¦2026-08-03T15:00:00Z | NEW | 46237.625 |  | fbaa19b220a0f10502327a30ffdded45f5f90e234af69c20c4532f00e3a8e1c1
2026-08-02 | DA | 2026-08-03 18:15 | 2026-08-03 18:30 | 本窗新增并冻结 | -1.1413 | 100 |  |  |  | 2026-08-02 13:00 | 2026-08-02 14:00 | VALID |  |  | DA¦2026-08-03_70 | NEW | 46237.6354 |  | fbaa19b220a0f10502327a30ffdded45f5f90e234af69c20c4532f00e3a8e1c1
2026-08-02 | DA | 2026-08-03 18:30 | 2026-08-03 18:45 | 本窗新增并冻结 | -5.9098 | 100 |  |  |  | 2026-08-02 13:00 | 2026-08-02 14:00 | VALID |  |  | DA¦2026-08-03_71 | NEW | 46237.6458 |  | fbaa19b220a0f10502327a30ffdded45f5f90e234af69c20c4532f00e3a8e1c1
2026-08-02 | DA | 2026-08-03 18:45 | 2026-08-03 19:00 | 本窗新增并冻结 | -9.882 | 100 |  |  |  | 2026-08-02 13:00 | 2026-08-02 14:00 | VALID |  |  | DA¦2026-08-03_72 | NEW | 46237.6562 |  | fbaa19b220a0f10502327a30ffdded45f5f90e234af69c20c4532f00e3a8e1c1
2026-08-02 | DA | 2026-08-03 19:00 | 2026-08-03 19:15 | 本窗新增并冻结 | 0 | 100 |  |  |  | 2026-08-02 13:00 | 2026-08-02 14:00 | VALID |  |  | DA¦2026-08-03_73 | NEW | 46238 |  | fbaa19b220a0f10502327a30ffdded45f5f90e234af69c20c4532f00e3a8e1c1
2026-08-02 | F | 2026-08-03 19:00 | 2026-08-03 20:00 | 本窗新增并冻结 | 40 | 40 | 31.25% | 128 | 40 | 2026-08-02 09:00 | 2026-08-02 10:00 | VALID | calibrated_PETROM_full_month_P90 | 2026-08 | F¦2026-08-03T16:00:00Z | NEW | 46238 | 20, 20, 0, 0, 0 | fbaa19b220a0f10502327a30ffdded45f5f90e234af69c20c4532f00e3a8e1c1
2026-08-02 | d | 2026-08-03 19:00 | 2026-08-03 20:00 | 本窗新增并冻结 | 24 | 24 | 13.71% | 175 | 24 | 2026-08-02 09:00 | 2026-08-02 10:00 | VALID | calibrated_directional_minimum_full_month | 2026-08 | d¦2026-08-03T16:00:00Z | NEW | 46238 |  | fbaa19b220a0f10502327a30ffdded45f5f90e234af69c20c4532f00e3a8e1c1
2026-08-02 | u | 2026-08-03 19:00 | 2026-08-03 20:00 | 本窗新增并冻结 | 24 | 24 | 13.71% | 175 | 24 | 2026-08-02 09:00 | 2026-08-02 10:00 | VALID | calibrated_directional_minimum_full_month | 2026-08 | u¦2026-08-03T16:00:00Z | NEW | 46238 |  | fbaa19b220a0f10502327a30ffdded45f5f90e234af69c20c4532f00e3a8e1c1
2026-08-02 | DA | 2026-08-03 19:15 | 2026-08-03 19:30 | 本窗新增并冻结 | 0 | 100 |  |  |  | 2026-08-02 13:00 | 2026-08-02 14:00 | VALID |  |  | DA¦2026-08-03_74 | NEW | 46237.6771 |  | fbaa19b220a0f10502327a30ffdded45f5f90e234af69c20c4532f00e3a8e1c1
2026-08-02 | DA | 2026-08-03 19:30 | 2026-08-03 19:45 | 本窗新增并冻结 | -24 | 100 |  |  |  | 2026-08-02 13:00 | 2026-08-02 14:00 | VALID |  |  | DA¦2026-08-03_75 | NEW | 46237.6875 |  | fbaa19b220a0f10502327a30ffdded45f5f90e234af69c20c4532f00e3a8e1c1
2026-08-02 | DA | 2026-08-03 19:45 | 2026-08-03 20:00 | 本窗新增并冻结 | 36 | 100 |  |  |  | 2026-08-02 13:00 | 2026-08-02 14:00 | VALID |  |  | DA¦2026-08-03_76 | NEW | 46237.6979 |  | fbaa19b220a0f10502327a30ffdded45f5f90e234af69c20c4532f00e3a8e1c1
2026-08-02 | DA | 2026-08-03 20:00 | 2026-08-03 20:15 | 本窗新增并冻结 | -76 | 100 |  |  |  | 2026-08-02 13:00 | 2026-08-02 14:00 | VALID |  |  | DA¦2026-08-03_77 | NEW | 46237.7083 |  | fbaa19b220a0f10502327a30ffdded45f5f90e234af69c20c4532f00e3a8e1c1
2026-08-02 | F | 2026-08-03 20:00 | 2026-08-03 21:00 | 本窗新增并冻结 | 0 | 40 | 31.25% | 128 | 40 | 2026-08-02 09:00 | 2026-08-02 10:00 | VALID | calibrated_PETROM_full_month_P90 | 2026-08 | F¦2026-08-03T17:00:00Z | NEW | 46237.7083 | 0, 0, 0, 0, 0 | fbaa19b220a0f10502327a30ffdded45f5f90e234af69c20c4532f00e3a8e1c1
2026-08-02 | d | 2026-08-03 20:00 | 2026-08-03 21:00 | 本窗新增并冻结 | 24 | 24 | 13.71% | 175 | 24 | 2026-08-02 09:00 | 2026-08-02 10:00 | VALID | calibrated_directional_minimum_full_month | 2026-08 | d¦2026-08-03T17:00:00Z | NEW | 46237.7083 |  | fbaa19b220a0f10502327a30ffdded45f5f90e234af69c20c4532f00e3a8e1c1
2026-08-02 | u | 2026-08-03 20:00 | 2026-08-03 21:00 | 本窗新增并冻结 | 0 | 24 | 13.71% | 175 | 24 | 2026-08-02 09:00 | 2026-08-02 10:00 | VALID | calibrated_directional_minimum_full_month | 2026-08 | u¦2026-08-03T17:00:00Z | NEW | 46237.7083 |  | fbaa19b220a0f10502327a30ffdded45f5f90e234af69c20c4532f00e3a8e1c1
2026-08-02 | DA | 2026-08-03 20:15 | 2026-08-03 20:30 | 本窗新增并冻结 | 37.8041 | 100 |  |  |  | 2026-08-02 13:00 | 2026-08-02 14:00 | VALID |  |  | DA¦2026-08-03_78 | NEW | 46237.7188 |  | fbaa19b220a0f10502327a30ffdded45f5f90e234af69c20c4532f00e3a8e1c1
2026-08-02 | DA | 2026-08-03 20:30 | 2026-08-03 20:45 | 本窗新增并冻结 | 100 | 100 |  |  |  | 2026-08-02 13:00 | 2026-08-02 14:00 | VALID |  |  | DA¦2026-08-03_79 | NEW | 46237.7292 |  | fbaa19b220a0f10502327a30ffdded45f5f90e234af69c20c4532f00e3a8e1c1
2026-08-02 | DA | 2026-08-03 20:45 | 2026-08-03 21:00 | 本窗新增并冻结 | 100 | 100 |  |  |  | 2026-08-02 13:00 | 2026-08-02 14:00 | VALID |  |  | DA¦2026-08-03_80 | NEW | 46237.7396 |  | fbaa19b220a0f10502327a30ffdded45f5f90e234af69c20c4532f00e3a8e1c1
2026-08-02 | DA | 2026-08-03 21:00 | 2026-08-03 21:15 | 本窗新增并冻结 | 100 | 100 |  |  |  | 2026-08-02 13:00 | 2026-08-02 14:00 | VALID |  |  | DA¦2026-08-03_81 | NEW | 46237.75 |  | fbaa19b220a0f10502327a30ffdded45f5f90e234af69c20c4532f00e3a8e1c1
2026-08-02 | F | 2026-08-03 21:00 | 2026-08-03 22:00 | 本窗新增并冻结 | 0 | 40 | 31.25% | 128 | 40 | 2026-08-02 09:00 | 2026-08-02 10:00 | VALID | calibrated_PETROM_full_month_P90 | 2026-08 | F¦2026-08-03T18:00:00Z | NEW | 46237.75 | 0, 0, 0, 0, 0 | fbaa19b220a0f10502327a30ffdded45f5f90e234af69c20c4532f00e3a8e1c1
2026-08-02 | d | 2026-08-03 21:00 | 2026-08-03 22:00 | 本窗新增并冻结 | 24 | 24 | 13.71% | 175 | 24 | 2026-08-02 09:00 | 2026-08-02 10:00 | VALID | calibrated_directional_minimum_full_month | 2026-08 | d¦2026-08-03T18:00:00Z | NEW | 46237.75 |  | fbaa19b220a0f10502327a30ffdded45f5f90e234af69c20c4532f00e3a8e1c1
2026-08-02 | u | 2026-08-03 21:00 | 2026-08-03 22:00 | 本窗新增并冻结 | 0 | 24 | 13.71% | 175 | 24 | 2026-08-02 09:00 | 2026-08-02 10:00 | VALID | calibrated_directional_minimum_full_month | 2026-08 | u¦2026-08-03T18:00:00Z | NEW | 46237.75 |  | fbaa19b220a0f10502327a30ffdded45f5f90e234af69c20c4532f00e3a8e1c1
2026-08-02 | DA | 2026-08-03 21:15 | 2026-08-03 21:30 | 本窗新增并冻结 | 100 | 100 |  |  |  | 2026-08-02 13:00 | 2026-08-02 14:00 | VALID |  |  | DA¦2026-08-03_82 | NEW | 46237.7604 |  | fbaa19b220a0f10502327a30ffdded45f5f90e234af69c20c4532f00e3a8e1c1
2026-08-02 | DA | 2026-08-03 21:30 | 2026-08-03 21:45 | 本窗新增并冻结 | 100 | 100 |  |  |  | 2026-08-02 13:00 | 2026-08-02 14:00 | VALID |  |  | DA¦2026-08-03_83 | NEW | 46237.7708 |  | fbaa19b220a0f10502327a30ffdded45f5f90e234af69c20c4532f00e3a8e1c1
2026-08-02 | DA | 2026-08-03 21:45 | 2026-08-03 22:00 | 本窗新增并冻结 | 0 | 100 |  |  |  | 2026-08-02 13:00 | 2026-08-02 14:00 | VALID |  |  | DA¦2026-08-03_84 | NEW | 46237.7812 |  | fbaa19b220a0f10502327a30ffdded45f5f90e234af69c20c4532f00e3a8e1c1
2026-08-02 | DA | 2026-08-03 22:00 | 2026-08-03 22:15 | 本窗新增并冻结 | 0 | 100 |  |  |  | 2026-08-02 13:00 | 2026-08-02 14:00 | VALID |  |  | DA¦2026-08-03_85 | NEW | 46237.7917 |  | fbaa19b220a0f10502327a30ffdded45f5f90e234af69c20c4532f00e3a8e1c1
2026-08-02 | F | 2026-08-03 22:00 | 2026-08-03 23:00 | 本窗新增并冻结 | 40 | 40 | 31.25% | 128 | 40 | 2026-08-02 09:00 | 2026-08-02 10:00 | VALID | calibrated_PETROM_full_month_P90 | 2026-08 | F¦2026-08-03T19:00:00Z | NEW | 46237.7917 | 20, 20, 0, 0, 0 | fbaa19b220a0f10502327a30ffdded45f5f90e234af69c20c4532f00e3a8e1c1
2026-08-02 | d | 2026-08-03 22:00 | 2026-08-03 23:00 | 本窗新增并冻结 | 24 | 24 | 13.71% | 175 | 24 | 2026-08-02 09:00 | 2026-08-02 10:00 | VALID | calibrated_directional_minimum_full_month | 2026-08 | d¦2026-08-03T19:00:00Z | NEW | 46237.7917 |  | fbaa19b220a0f10502327a30ffdded45f5f90e234af69c20c4532f00e3a8e1c1
2026-08-02 | u | 2026-08-03 22:00 | 2026-08-03 23:00 | 本窗新增并冻结 | 0 | 24 | 13.71% | 175 | 24 | 2026-08-02 09:00 | 2026-08-02 10:00 | VALID | calibrated_directional_minimum_full_month | 2026-08 | u¦2026-08-03T19:00:00Z | NEW | 46237.7917 |  | fbaa19b220a0f10502327a30ffdded45f5f90e234af69c20c4532f00e3a8e1c1
2026-08-02 | DA | 2026-08-03 22:15 | 2026-08-03 22:30 | 本窗新增并冻结 | 0 | 100 |  |  |  | 2026-08-02 13:00 | 2026-08-02 14:00 | VALID |  |  | DA¦2026-08-03_86 | NEW | 46237.8021 |  | fbaa19b220a0f10502327a30ffdded45f5f90e234af69c20c4532f00e3a8e1c1
2026-08-02 | DA | 2026-08-03 22:30 | 2026-08-03 22:45 | 本窗新增并冻结 | 0 | 100 |  |  |  | 2026-08-02 13:00 | 2026-08-02 14:00 | VALID |  |  | DA¦2026-08-03_87 | NEW | 46237.8125 |  | fbaa19b220a0f10502327a30ffdded45f5f90e234af69c20c4532f00e3a8e1c1
2026-08-02 | DA | 2026-08-03 22:45 | 2026-08-03 23:00 | 本窗新增并冻结 | 0 | 100 |  |  |  | 2026-08-02 13:00 | 2026-08-02 14:00 | VALID |  |  | DA¦2026-08-03_88 | NEW | 46237.8229 |  | fbaa19b220a0f10502327a30ffdded45f5f90e234af69c20c4532f00e3a8e1c1
2026-08-02 | DA | 2026-08-03 23:00 | 2026-08-03 23:15 | 本窗新增并冻结 | -24 | 100 |  |  |  | 2026-08-02 13:00 | 2026-08-02 14:00 | VALID |  |  | DA¦2026-08-03_89 | NEW | 46237.8333 |  | fbaa19b220a0f10502327a30ffdded45f5f90e234af69c20c4532f00e3a8e1c1
2026-08-02 | F | 2026-08-03 23:00 | 2026-08-04 | 本窗新增并冻结 | 40 | 40 | 31.25% | 128 | 40 | 2026-08-02 09:00 | 2026-08-02 10:00 | VALID | calibrated_PETROM_full_month_P90 | 2026-08 | F¦2026-08-03T20:00:00Z | NEW | 46237.8333 | 20, 20, 0, 0, 0 | fbaa19b220a0f10502327a30ffdded45f5f90e234af69c20c4532f00e3a8e1c1
2026-08-02 | d | 2026-08-03 23:00 | 2026-08-04 | 本窗新增并冻结 | 24 | 24 | 13.71% | 175 | 24 | 2026-08-02 09:00 | 2026-08-02 10:00 | VALID | calibrated_directional_minimum_full_month | 2026-08 | d¦2026-08-03T20:00:00Z | NEW | 46237.8333 |  | fbaa19b220a0f10502327a30ffdded45f5f90e234af69c20c4532f00e3a8e1c1
2026-08-02 | u | 2026-08-03 23:00 | 2026-08-04 | 本窗新增并冻结 | 24 | 24 | 13.71% | 175 | 24 | 2026-08-02 09:00 | 2026-08-02 10:00 | VALID | calibrated_directional_minimum_full_month | 2026-08 | u¦2026-08-03T20:00:00Z | NEW | 46237.8333 |  | fbaa19b220a0f10502327a30ffdded45f5f90e234af69c20c4532f00e3a8e1c1
2026-08-02 | DA | 2026-08-03 23:15 | 2026-08-03 23:30 | 本窗新增并冻结 | -0.89167 | 100 |  |  |  | 2026-08-02 13:00 | 2026-08-02 14:00 | VALID |  |  | DA¦2026-08-03_90 | NEW | 46237.8438 |  | fbaa19b220a0f10502327a30ffdded45f5f90e234af69c20c4532f00e3a8e1c1
2026-08-02 | DA | 2026-08-03 23:30 | 2026-08-03 23:45 | 本窗新增并冻结 | -1.8359 | 100 |  |  |  | 2026-08-02 13:00 | 2026-08-02 14:00 | VALID |  |  | DA¦2026-08-03_91 | NEW | 46237.8542 |  | fbaa19b220a0f10502327a30ffdded45f5f90e234af69c20c4532f00e3a8e1c1
2026-08-02 | DA | 2026-08-03 23:45 | 2026-08-04 | 本窗新增并冻结 | 0 | 100 |  |  |  | 2026-08-02 13:00 | 2026-08-02 14:00 | VALID |  |  | DA¦2026-08-03_92 | NEW | 46237.8646 |  | fbaa19b220a0f10502327a30ffdded45f5f90e234af69c20c4532f00e3a8e1c1

## 原始输入与口径
原始价格输入、执行记录与计算口径
原始价格为EUR，容量价为平均接受报价代理；本表保留缺失和合法零价。
7月31日末SOC MWh | 31.7391 | 额定功率MW | 100 | FCR月份额 | 31.25% | aFRR月份额 | 13.71%
单向效率 | 0.92 | 名义能量MWh | 200 | 季度时长h | 0.25 | EFC分母MWh | 360
SOC下限MWh | 10 | SOC上限MWh | 190 | 容量现金旧系数 | 已删除 | 时区 | Europe/Bucharest
delivery_start_utc | delivery_end_utc | local_time | local_date | duration_hours | period_role | capacity_hour_start_utc | da_price_eur_per_mwh | da_contract_id | da_native_resolution_minutes | da_source_key | fx_fixing_date | fx_ron_per_eur | fx_source_key | fcr_accepted_capacity_mw | fcr_capacity_order_id | fcr_capacity_source_key | fcr_capacity_price_eur_per_mw_h_proxy | fcr_capacity_status | afrr_up_accepted_capacity_mw | afrr_up_capacity_order_id | afrr_up_capacity_source_key | afrr_up_capacity_price_eur_per_mw_h_proxy | afrr_up_capacity_status | afrr_down_accepted_capacity_mw | afrr_down_capacity_order_id | afrr_down_capacity_source_key | afrr_down_capacity_price_eur_per_mw_h_proxy | afrr_down_capacity_status | fcr_activation_price_eur_per_mwh_proxy | fcr_activation_price_status | fcr_system_activation_energy_mwh | afrr_up_activation_price_eur_per_mwh_proxy | afrr_up_activation_price_status | afrr_up_system_activation_energy_mwh | afrr_down_activation_price_eur_per_mwh_proxy | afrr_down_activation_price_status | afrr_down_system_activation_energy_mwh | activation_price_source_key | activation_energy_source_key | da_price_status | alpha_up_raw | alpha_down_raw | alpha_sum_raw | alpha_computable | alpha_strict_valid | afrr_price_inputs_valid | afrr_qh_data_valid | afrr_hour_data_valid | fcr_qh_data_valid | fcr_hour_data_valid | da_contract_data_valid | afrr_qh_failure_reason | afrr_order_gate_reason | price_currency | ledger_afrr_down_activation_eur | ledger_afrr_down_activation_mwh | ledger_afrr_down_capacity_eur | ledger_afrr_down_capacity_share_coefficient | ledger_afrr_down_capacity_share_status | ledger_afrr_down_demand_mw | ledger_afrr_down_mw | ledger_afrr_down_share_limit_mw | ledger_afrr_down_upper | ledger_afrr_hour_data_valid | ledger_afrr_up_activation_eur | ledger_afrr_up_activation_mwh | ledger_afrr_up_capacity_eur | ledger_afrr_up_capacity_share_coefficient | ledger_afrr_up_capacity_share_status | ledger_afrr_up_demand_mw | ledger_afrr_up_mw | ledger_afrr_up_share_limit_mw | ledger_afrr_up_upper | ledger_da_contract_id | ledger_da_data_valid | ledger_da_eur | ledger_da_mw | ledger_delivery_end_utc | ledger_delivery_start_utc | ledger_efc | ledger_ein_mwh | ledger_eout_mwh | ledger_fcr_capacity_eur | ledger_fcr_capacity_share_coefficient | ledger_fcr_capacity_share_status | ledger_fcr_demand_mw | ledger_fcr_hour_data_valid | ledger_fcr_mw | ledger_fcr_share_limit_mw | ledger_fcr_upper | ledger_initial_no_prior_commitment | ledger_local_date | ledger_total_eur
2026-07-31 21:00 | 2026-07-31 21:15 | 2026-08-01 | 2026-08-01 | 0.25 | FORMAL | 2026-07-31 21:00 | 179.01 | 2026-07-31_93 | 15 | DA_2026-07-31@0049cc5f7b4d | 2026-07-31 | 5.2473 | BNR_FX_2026@9bb4cfc29e8f | 131.968 | FCR_2026-07-31T21:00:00Z | tenderStatistics_2026-08@d7daa9807303 | 66.2245 | PUBLISHED_PROXY | 175 | aFRRUp_2026-07-31T21:00:00Z | tenderStatistics_2026-08@d7daa9807303 | 7.1275 | PUBLISHED_PROXY | 175 | aFRRDown_2026-07-31T21:00:00Z | tenderStatistics_2026-08@d7daa9807303 | 2.7062 | PUBLISHED_PROXY |  | SOURCE_NULL_NOT_MODELED |  | 391.8358 | PUBLISHED_PROXY | 18.423 | 0 | PUBLISHED_PROXY | 0 | marginalPricesOverview_2026-08@4f1f9f7e4d34 | activatedBalancingEnergyOverview_2026-08@914407f42f6a | PUBLISHED_NATIVE | 0.4211 | 0 | 0.4211 | TRUE | TRUE | TRUE | TRUE | TRUE | TRUE | TRUE | TRUE | OK | OK | EUR | 0 | 0 | 16.2369 | 0.13714 | calibrated_directional_minimum_full_month | 175 | 24 | 24 | 24 | TRUE | 990.0056 | 2.5266 | 42.7649 | 0.13714 | calibrated_directional_minimum_full_month | 175 | 24 | 24 | 24 | 2026-07-31_93 | TRUE | -1074.06 | -24 | 46234.8854 | 46234.875 | 0.0088765 | 31.7391 | 34.9347 | 662.2453 | 0.3125 | calibrated_PETROM_full_month_P90 | 128 | TRUE | 40 | 40 | 40 | FALSE | 2026-08-01 | 637.1927
2026-07-31 21:15 | 2026-07-31 21:30 | 2026-08-01 00:15 | 2026-08-01 | 0.25 | FORMAL | 2026-07-31 21:00 | 170.12 | 2026-07-31_94 | 15 | DA_2026-07-31@0049cc5f7b4d | 2026-07-31 | 5.2473 | BNR_FX_2026@9bb4cfc29e8f | 131.968 | FCR_2026-07-31T21:00:00Z | tenderStatistics_2026-08@d7daa9807303 | 66.2245 | PUBLISHED_PROXY | 175 | aFRRUp_2026-07-31T21:00:00Z | tenderStatistics_2026-08@d7daa9807303 | 7.1275 | PUBLISHED_PROXY | 175 | aFRRDown_2026-07-31T21:00:00Z | tenderStatistics_2026-08@d7daa9807303 | 2.7062 | PUBLISHED_PROXY |  | SOURCE_NULL_NOT_MODELED |  | 264.6351 | PUBLISHED_PROXY | 15.439 | 0 | PUBLISHED_PROXY | 0 | marginalPricesOverview_2026-08@4f1f9f7e4d34 | activatedBalancingEnergyOverview_2026-08@914407f42f6a | PUBLISHED_NATIVE | 0.35289 | 0 | 0.35289 | TRUE | TRUE | TRUE | TRUE | TRUE | TRUE | TRUE | TRUE | OK | OK | EUR | 0 | 0 | 16.2369 | 0.13714 | calibrated_directional_minimum_full_month | 175 | 24 | 24 | 24 | TRUE | 560.3248 | 2.1173 | 42.7649 | 0.13714 | calibrated_directional_minimum_full_month | 175 | 24 | 24 | 24 | 2026-07-31_94 | TRUE | 0 | 0 | 46234.8958 | 46234.8854 | 0.006393 | 34.9347 | 32.6332 | 662.2453 | 0.3125 | calibrated_PETROM_full_month_P90 | 128 | TRUE | 40 | 40 | 40 | FALSE | 2026-08-01 | 1281.572
2026-07-31 21:30 | 2026-07-31 21:45 | 2026-08-01 00:30 | 2026-08-01 | 0.25 | FORMAL | 2026-07-31 21:00 | 167.36 | 2026-07-31_95 | 15 | DA_2026-07-31@0049cc5f7b4d | 2026-07-31 | 5.2473 | BNR_FX_2026@9bb4cfc29e8f | 131.968 | FCR_2026-07-31T21:00:00Z | tenderStatistics_2026-08@d7daa9807303 | 66.2245 | PUBLISHED_PROXY | 175 | aFRRUp_2026-07-31T21:00:00Z | tenderStatistics_2026-08@d7daa9807303 | 7.1275 | PUBLISHED_PROXY | 175 | aFRRDown_2026-07-31T21:00:00Z | tenderStatistics_2026-08@d7daa9807303 | 2.7062 | PUBLISHED_PROXY |  | SOURCE_NULL_NOT_MODELED |  | 422.7022 | PUBLISHED_PROXY | 23.855 | 0 | PUBLISHED_PROXY | 0 | marginalPricesOverview_2026-08@4f1f9f7e4d34 | activatedBalancingEnergyOverview_2026-08@914407f42f6a | PUBLISHED_NATIVE | 0.54526 | 0 | 0.54526 | TRUE | TRUE | TRUE | TRUE | TRUE | TRUE | TRUE | TRUE | OK | OK | EUR | 0 | 0 | 16.2369 | 0.13714 | calibrated_directional_minimum_full_month | 175 | 24 | 24 | 24 | TRUE | 1382.8882 | 3.2715 | 42.7649 | 0.13714 | calibrated_directional_minimum_full_month | 175 | 24 | 24 | 24 | 2026-07-31_95 | TRUE | -1004.16 | -24 | 46234.9062 | 46234.8958 | 0.0069727 | 32.6332 | 35.1434 | 662.2453 | 0.3125 | calibrated_PETROM_full_month_P90 | 128 | TRUE | 40 | 40 | 40 | FALSE | 2026-08-01 | 1099.9753
2026-07-31 21:45 | 2026-07-31 22:00 | 2026-08-01 00:45 | 2026-08-01 | 0.25 | FORMAL | 2026-07-31 21:00 | 165.13 | 2026-07-31_96 | 15 | DA_2026-07-31@0049cc5f7b4d | 2026-07-31 | 5.2473 | BNR_FX_2026@9bb4cfc29e8f | 131.968 | FCR_2026-07-31T21:00:00Z | tenderStatistics_2026-08@d7daa9807303 | 66.2245 | PUBLISHED_PROXY | 175 | aFRRUp_2026-07-31T21:00:00Z | tenderStatistics_2026-08@d7daa9807303 | 7.1275 | PUBLISHED_PROXY | 175 | aFRRDown_2026-07-31T21:00:00Z | tenderStatistics_2026-08@d7daa9807303 | 2.7062 | PUBLISHED_PROXY |  | SOURCE_NULL_NOT_MODELED |  | 260.5146 | PUBLISHED_PROXY | 13.756 | 76.2611 | PUBLISHED_PROXY | 0.496 | marginalPricesOverview_2026-08@4f1f9f7e4d34 | activatedBalancingEnergyOverview_2026-08@914407f42f6a | PUBLISHED_NATIVE | 0.31442 | 0.011337 | 0.32576 | TRUE | TRUE | TRUE | TRUE | TRUE | TRUE | TRUE | TRUE | OK | OK | EUR | -5.1875 | 0.068023 | 16.2369 | 0.13714 | calibrated_directional_minimum_full_month | 175 | 24 | 24 | 24 | TRUE | 491.4704 | 1.8865 | 42.7649 | 0.13714 | calibrated_directional_minimum_full_month | 175 | 24 | 24 | 24 | 2026-07-31_96 | TRUE | -990.78 | -24 | 46234.9167 | 46234.9062 | 0.010686 | 35.1434 | 38.9904 | 662.2453 | 0.3125 | calibrated_PETROM_full_month_P90 | 128 | TRUE | 40 | 40 | 40 | FALSE | 2026-08-01 | 216.75
2026-07-31 22:00 | 2026-07-31 22:15 | 2026-08-01 01:00 | 2026-08-01 | 0.25 | FORMAL | 2026-07-31 22:00 | 184.32 | 2026-08-01_1 | 15 | DA_2026-08-01@5135e8067e27 | 2026-07-31 | 5.2473 | BNR_FX_2026@9bb4cfc29e8f | 128 | FCR_2026-07-31T22:00:00Z | tenderStatistics_2026-08@d7daa9807303 | 66.2245 | PUBLISHED_PROXY | 175 | aFRRUp_2026-07-31T22:00:00Z | tenderStatistics_2026-08@d7daa9807303 | 7.1275 | PUBLISHED_PROXY | 175 | aFRRDown_2026-07-31T22:00:00Z | tenderStatistics_2026-08@d7daa9807303 | 2.7062 | PUBLISHED_PROXY |  | SOURCE_NULL_NOT_MODELED |  | 171.0889 | PUBLISHED_PROXY | 1.069 | 74.7095 | PUBLISHED_PROXY | 1.765 | marginalPricesOverview_2026-08@4f1f9f7e4d34 | activatedBalancingEnergyOverview_2026-08@914407f42f6a | PUBLISHED_NATIVE | 0.024434 | 0.040343 | 0.064777 | TRUE | TRUE | TRUE | TRUE | TRUE | TRUE | TRUE | TRUE | OK | OK | EUR | -18.084 | 0.24206 | 16.2369 | 0.13714 | calibrated_directional_minimum_full_month | 175 | 24 | 24 | 24 | TRUE | 25.0826 | 0.14661 | 42.7649 | 0.13714 | calibrated_directional_minimum_full_month | 175 | 24 | 24 | 24 | 2026-08-01_1 | TRUE | 937.194 | 20.3384 | 46234.9271 | 46234.9167 | 0.01527 | 38.9904 | 33.5612 | 662.2453 | 0.3125 | calibrated_PETROM_full_month_P90 | 128 | TRUE | 40 | 40 | 40 | FALSE | 2026-08-01 | 1665.4398
2026-07-31 22:15 | 2026-07-31 22:30 | 2026-08-01 01:15 | 2026-08-01 | 0.25 | FORMAL | 2026-07-31 22:00 | 174.23 | 2026-08-01_2 | 15 | DA_2026-08-01@5135e8067e27 | 2026-07-31 | 5.2473 | BNR_FX_2026@9bb4cfc29e8f | 128 | FCR_2026-07-31T22:00:00Z | tenderStatistics_2026-08@d7daa9807303 | 66.2245 | PUBLISHED_PROXY | 175 | aFRRUp_2026-07-31T22:00:00Z | tenderStatistics_2026-08@d7daa9807303 | 7.1275 | PUBLISHED_PROXY | 175 | aFRRDown_2026-07-31T22:00:00Z | tenderStatistics_2026-08@d7daa9807303 | 2.7062 | PUBLISHED_PROXY |  | SOURCE_NULL_NOT_MODELED |  | 190.5368 | PUBLISHED_PROXY | 5.647 | 0 | PUBLISHED_PROXY | 0 | marginalPricesOverview_2026-08@4f1f9f7e4d34 | activatedBalancingEnergyOverview_2026-08@914407f42f6a | PUBLISHED_NATIVE | 0.12907 | 0 | 0.12907 | TRUE | TRUE | TRUE | TRUE | TRUE | TRUE | TRUE | TRUE | OK | OK | EUR | 0 | 0 | 16.2369 | 0.13714 | calibrated_directional_minimum_full_month | 175 | 24 | 24 | 24 | TRUE | 147.5604 | 0.77445 | 42.7649 | 0.13714 | calibrated_directional_minimum_full_month | 175 | 24 | 24 | 24 | 2026-08-01_2 | TRUE | 0 | 0 | 46234.9375 | 46234.9271 | 0.0023383 | 33.5612 | 32.7194 | 662.2453 | 0.3125 | calibrated_PETROM_full_month_P90 | 128 | TRUE | 40 | 40 | 40 | FALSE | 2026-08-01 | 868.8076
2026-07-31 22:30 | 2026-07-31 22:45 | 2026-08-01 01:30 | 2026-08-01 | 0.25 | FORMAL | 2026-07-31 22:00 | 165.3 | 2026-08-01_3 | 15 | DA_2026-08-01@5135e8067e27 | 2026-07-31 | 5.2473 | BNR_FX_2026@9bb4cfc29e8f | 128 | FCR_2026-07-31T22:00:00Z | tenderStatistics_2026-08@d7daa9807303 | 66.2245 | PUBLISHED_PROXY | 175 | aFRRUp_2026-07-31T22:00:00Z | tenderStatistics_2026-08@d7daa9807303 | 7.1275 | PUBLISHED_PROXY | 175 | aFRRDown_2026-07-31T22:00:00Z | tenderStatistics_2026-08@d7daa9807303 | 2.7062 | PUBLISHED_PROXY |  | SOURCE_NULL_NOT_MODELED |  | 181.5518 | PUBLISHED_PROXY | 6.36 | 0 | PUBLISHED_PROXY | 0 | marginalPricesOverview_2026-08@4f1f9f7e4d34 | activatedBalancingEnergyOverview_2026-08@914407f42f6a | PUBLISHED_NATIVE | 0.14537 | 0 | 0.14537 | TRUE | TRUE | TRUE | TRUE | TRUE | TRUE | TRUE | TRUE | OK | OK | EUR | 0 | 0 | 16.2369 | 0.13714 | calibrated_directional_minimum_full_month | 175 | 24 | 24 | 24 | TRUE | 158.3547 | 0.87223 | 42.7649 | 0.13714 | calibrated_directional_minimum_full_month | 175 | 24 | 24 | 24 | 2026-08-01_3 | TRUE | 0 | 0 | 46234.9479 | 46234.9375 | 0.0026335 | 32.7194 | 31.7713 | 662.2453 | 0.3125 | calibrated_PETROM_full_month_P90 | 128 | TRUE | 40 | 40 | 40 | FALSE | 2026-08-01 | 879.6018
2026-07-31 22:45 | 2026-07-31 23:00 | 2026-08-01 01:45 | 2026-08-01 | 0.25 | FORMAL | 2026-07-31 22:00 | 157.23 | 2026-08-01_4 | 15 | DA_2026-08-01@5135e8067e27 | 2026-07-31 | 5.2473 | BNR_FX_2026@9bb4cfc29e8f | 128 | FCR_2026-07-31T22:00:00Z | tenderStatistics_2026-08@d7daa9807303 | 66.2245 | PUBLISHED_PROXY | 175 | aFRRUp_2026-07-31T22:00:00Z | tenderStatistics_2026-08@d7daa9807303 | 7.1275 | PUBLISHED_PROXY | 175 | aFRRDown_2026-07-31T22:00:00Z | tenderStatistics_2026-08@d7daa9807303 | 2.7062 | PUBLISHED_PROXY |  | SOURCE_NULL_NOT_MODELED |  | 190.0879 | PUBLISHED_PROXY | 6.399 | 0 | PUBLISHED_PROXY | 0 | marginalPricesOverview_2026-08@4f1f9f7e4d34 | activatedBalancingEnergyOverview_2026-08@914407f42f6a | PUBLISHED_NATIVE | 0.14626 | 0 | 0.14626 | TRUE | TRUE | TRUE | TRUE | TRUE | TRUE | TRUE | TRUE | OK | OK | EUR | 0 | 0 | 16.2369 | 0.13714 | calibrated_directional_minimum_full_month | 175 | 24 | 24 | 24 | TRUE | 166.8168 | 0.87758 | 42.7649 | 0.13714 | calibrated_directional_minimum_full_month | 175 | 24 | 24 | 24 | 2026-08-01_4 | TRUE | -943.38 | -24 | 46234.9583 | 46234.9479 | 0.013091 | 31.7713 | 36.484 | 662.2453 | 0.3125 | calibrated_PETROM_full_month_P90 | 128 | TRUE | 40 | 40 | 40 | FALSE | 2026-08-01 | -55.3161
2026-07-31 23:00 | 2026-07-31 23:15 | 2026-08-01 02:00 | 2026-08-01 | 0.25 | FORMAL | 2026-07-31 23:00 | 170.44 | 2026-08-01_5 | 15 | DA_2026-08-01@5135e8067e27 | 2026-07-31 | 5.2473 | BNR_FX_2026@9bb4cfc29e8f | 128 | FCR_2026-07-31T23:00:00Z | tenderStatistics_2026-08@d7daa9807303 | 66.2245 | PUBLISHED_PROXY | 175 | aFRRUp_2026-07-31T23:00:00Z | tenderStatistics_2026-08@d7daa9807303 | 7.1275 | PUBLISHED_PROXY | 175 | aFRRDown_2026-07-31T23:00:00Z | tenderStatistics_2026-08@d7daa9807303 | 2.7062 | PUBLISHED_PROXY |  | SOURCE_NULL_NOT_MODELED |  | 227.4297 | PUBLISHED_PROXY | 14.794 | 0 | PUBLISHED_PROXY | 0 | marginalPricesOverview_2026-08@4f1f9f7e4d34 | activatedBalancingEnergyOverview_2026-08@914407f42f6a | PUBLISHED_NATIVE | 0.33815 | 0 | 0.33815 | TRUE | TRUE | TRUE | TRUE | TRUE | TRUE | TRUE | TRUE | OK | OK | EUR | 0 | 0 | 16.2369 | 0.13714 | calibrated_directional_minimum_full_month | 175 | 24 | 24 | 24 | TRUE | 461.4302 | 2.0289 | 42.7649 | 0.13714 | calibrated_directional_minimum_full_month | 175 | 24 | 24 | 24 | 2026-08-01_5 | TRUE | 0 | 0 | 46234.9688 | 46234.9583 | 0.0061259 | 36.484 | 34.2786 | 662.2453 | 0.3125 | calibrated_PETROM_full_month_P90 | 128 | TRUE | 40 | 40 | 40 | FALSE | 2026-08-01 | 1182.6773
2026-07-31 23:15 | 2026-07-31 23:30 | 2026-08-01 02:15 | 2026-08-01 | 0.25 | FORMAL | 2026-07-31 23:00 | 169.42 | 2026-08-01_6 | 15 | DA_2026-08-01@5135e8067e27 | 2026-07-31 | 5.2473 | BNR_FX_2026@9bb4cfc29e8f | 128 | FCR_2026-07-31T23:00:00Z | tenderStatistics_2026-08@d7daa9807303 | 66.2245 | PUBLISHED_PROXY | 175 | aFRRUp_2026-07-31T23:00:00Z | tenderStatistics_2026-08@d7daa9807303 | 7.1275 | PUBLISHED_PROXY | 175 | aFRRDown_2026-07-31T23:00:00Z | tenderStatistics_2026-08@d7daa9807303 | 2.7062 | PUBLISHED_PROXY |  | SOURCE_NULL_NOT_MODELED |  | 236.0885 | PUBLISHED_PROXY | 15.33 | 0 | PUBLISHED_PROXY | 0 | marginalPricesOverview_2026-08@4f1f9f7e4d34 | activatedBalancingEnergyOverview_2026-08@914407f42f6a | PUBLISHED_NATIVE | 0.3504 | 0 | 0.3504 | TRUE | TRUE | TRUE | TRUE | TRUE | TRUE | TRUE | TRUE | OK | OK | EUR | 0 | 0 | 16.2369 | 0.13714 | calibrated_directional_minimum_full_month | 175 | 24 | 24 | 24 | TRUE | 496.3524 | 2.1024 | 42.7649 | 0.13714 | calibrated_directional_minimum_full_month | 175 | 24 | 24 | 24 | 2026-08-01_6 | TRUE | 0 | 0 | 46234.9792 | 46234.9688 | 0.0063478 | 34.2786 | 31.9934 | 662.2453 | 0.3125 | calibrated_PETROM_full_month_P90 | 128 | TRUE | 40 | 40 | 40 | FALSE | 2026-08-01 | 1217.5995
2026-07-31 23:30 | 2026-07-31 23:45 | 2026-08-01 02:30 | 2026-08-01 | 0.25 | FORMAL | 2026-07-31 23:00 | 158.09 | 2026-08-01_7 | 15 | DA_2026-08-01@5135e8067e27 | 2026-07-31 | 5.2473 | BNR_FX_2026@9bb4cfc29e8f | 128 | FCR_2026-07-31T23:00:00Z | tenderStatistics_2026-08@d7daa9807303 | 66.2245 | PUBLISHED_PROXY | 175 | aFRRUp_2026-07-31T23:00:00Z | tenderStatistics_2026-08@d7daa9807303 | 7.1275 | PUBLISHED_PROXY | 175 | aFRRDown_2026-07-31T23:00:00Z | tenderStatistics_2026-08@d7daa9807303 | 2.7062 | PUBLISHED_PROXY |  | SOURCE_NULL_NOT_MODELED |  | 179.2954 | PUBLISHED_PROXY | 1.787 | 0 | PUBLISHED_PROXY | 0 | marginalPricesOverview_2026-08@4f1f9f7e4d34 | activatedBalancingEnergyOverview_2026-08@914407f42f6a | PUBLISHED_NATIVE | 0.040846 | 0 | 0.040846 | TRUE | TRUE | TRUE | TRUE | TRUE | TRUE | TRUE | TRUE | OK | OK | EUR | 0 | 0 | 16.2369 | 0.13714 | calibrated_directional_minimum_full_month | 175 | 24 | 24 | 24 | TRUE | 43.9407 | 0.24507 | 42.7649 | 0.13714 | calibrated_directional_minimum_full_month | 175 | 24 | 24 | 24 | 2026-08-01_7 | TRUE | -43.0313 | -1.0888 | 46234.9896 | 46234.9792 | 0.0013736 | 31.9934 | 31.9793 | 662.2453 | 0.3125 | calibrated_PETROM_full_month_P90 | 128 | TRUE | 40 | 40 | 40 | FALSE | 2026-08-01 | 722.1566
2026-07-31 23:45 | 2026-08-01 | 2026-08-01 02:45 | 2026-08-01 | 0.25 | FORMAL | 2026-07-31 23:00 | 156.91 | 2026-08-01_8 | 15 | DA_2026-08-01@5135e8067e27 | 2026-07-31 | 5.2473 | BNR_FX_2026@9bb4cfc29e8f | 128 | FCR_2026-07-31T23:00:00Z | tenderStatistics_2026-08@d7daa9807303 | 66.2245 | PUBLISHED_PROXY | 175 | aFRRUp_2026-07-31T23:00:00Z | tenderStatistics_2026-08@d7daa9807303 | 7.1275 | PUBLISHED_PROXY | 175 | aFRRDown_2026-07-31T23:00:00Z | tenderStatistics_2026-08@d7daa9807303 | 2.7062 | PUBLISHED_PROXY |  | SOURCE_NULL_NOT_MODELED |  | 170.8616 | PUBLISHED_PROXY | 1.96 | 0 | PUBLISHED_PROXY | 0 | marginalPricesOverview_2026-08@4f1f9f7e4d34 | activatedBalancingEnergyOverview_2026-08@914407f42f6a | PUBLISHED_NATIVE | 0.0448 | 0 | 0.0448 | TRUE | TRUE | TRUE | TRUE | TRUE | TRUE | TRUE | TRUE | OK | OK | EUR | 0 | 0 | 16.2369 | 0.13714 | calibrated_directional_minimum_full_month | 175 | 24 | 24 | 24 | TRUE | 45.9276 | 0.2688 | 42.7649 | 0.13714 | calibrated_directional_minimum_full_month | 175 | 24 | 24 | 24 | 2026-08-01_8 | TRUE | -167.504 | -4.2701 | 46235 | 46234.9896 | 0.0032731 | 31.9793 | 32.6772 | 662.2453 | 0.3125 | calibrated_PETROM_full_month_P90 | 128 | TRUE | 40 | 40 | 40 | FALSE | 2026-08-01 | 599.6708
2026-08-01 | 2026-08-01 00:15 | 2026-08-01 03:00 | 2026-08-01 | 0.25 | FORMAL | 2026-08-01 | 161.92 | 2026-08-01_9 | 15 | DA_2026-08-01@5135e8067e27 | 2026-07-31 | 5.2473 | BNR_FX_2026@9bb4cfc29e8f | 128 | FCR_2026-08-01T00:00:00Z | tenderStatistics_2026-08@d7daa9807303 | 66.2245 | PUBLISHED_PROXY | 175 | aFRRUp_2026-08-01T00:00:00Z | tenderStatistics_2026-08@d7daa9807303 | 7.1275 | PUBLISHED_PROXY | 175 | aFRRDown_2026-08-01T00:00:00Z | tenderStatistics_2026-08@d7daa9807303 | 4.2098 | PUBLISHED_PROXY |  | SOURCE_NULL_NOT_MODELED |  | 256.4128 | PUBLISHED_PROXY | 19.657 | 0 | PUBLISHED_PROXY | 0 | marginalPricesOverview_2026-08@4f1f9f7e4d34 | activatedBalancingEnergyOverview_2026-08@914407f42f6a | PUBLISHED_NATIVE | 0.4493 | 0 | 0.4493 | TRUE | TRUE | TRUE | TRUE | TRUE | TRUE | TRUE | TRUE | OK | OK | EUR | 0 | 0 | 25.2587 | 0.13714 | calibrated_directional_minimum_full_month | 175 | 24 | 24 | 24 | TRUE | 691.2421 | 2.6958 | 42.7649 | 0.13714 | calibrated_directional_minimum_full_month | 175 | 24 | 24 | 24 | 2026-08-01_9 | TRUE | -660.4875 | -16.3164 | 46235.0104 | 46235 | 0.0083465 | 32.6772 | 33.8058 | 662.2453 | 0.3125 | calibrated_PETROM_full_month_P90 | 128 | TRUE | 40 | 40 | 40 | FALSE | 2026-08-01 | 761.0234
2026-08-01 00:15 | 2026-08-01 00:30 | 2026-08-01 03:15 | 2026-08-01 | 0.25 | FORMAL | 2026-08-01 | 160.57 | 2026-08-01_10 | 15 | DA_2026-08-01@5135e8067e27 | 2026-07-31 | 5.2473 | BNR_FX_2026@9bb4cfc29e8f | 128 | FCR_2026-08-01T00:00:00Z | tenderStatistics_2026-08@d7daa9807303 | 66.2245 | PUBLISHED_PROXY | 175 | aFRRUp_2026-08-01T00:00:00Z | tenderStatistics_2026-08@d7daa9807303 | 7.1275 | PUBLISHED_PROXY | 175 | aFRRDown_2026-08-01T00:00:00Z | tenderStatistics_2026-08@d7daa9807303 | 4.2098 | PUBLISHED_PROXY |  | SOURCE_NULL_NOT_MODELED |  | 350.5412 | PUBLISHED_PROXY | 32.112 | 0 | PUBLISHED_PROXY | 0 | marginalPricesOverview_2026-08@4f1f9f7e4d34 | activatedBalancingEnergyOverview_2026-08@914407f42f6a | PUBLISHED_NATIVE | 0.73399 | 0 | 0.73399 | TRUE | TRUE | TRUE | TRUE | TRUE | TRUE | TRUE | TRUE | OK | OK | EUR | 0 | 0 | 25.2587 | 0.13714 | calibrated_directional_minimum_full_month | 175 | 24 | 24 | 24 | TRUE | 1543.7595 | 4.4039 | 42.7649 | 0.13714 | calibrated_directional_minimum_full_month | 175 | 24 | 24 | 24 | 2026-08-01_10 | TRUE | -963.42 | -24 | 46235.0208 | 46235.0104 | 0.0040788 | 33.8058 | 35.2742 | 662.2453 | 0.3125 | calibrated_PETROM_full_month_P90 | 128 | TRUE | 40 | 40 | 40 | FALSE | 2026-08-01 | 1310.6084
2026-08-01 00:30 | 2026-08-01 00:45 | 2026-08-01 03:30 | 2026-08-01 | 0.25 | FORMAL | 2026-08-01 | 156.74 | 2026-08-01_11 | 15 | DA_2026-08-01@5135e8067e27 | 2026-07-31 | 5.2473 | BNR_FX_2026@9bb4cfc29e8f | 128 | FCR_2026-08-01T00:00:00Z | tenderStatistics_2026-08@d7daa9807303 | 66.2245 | PUBLISHED_PROXY | 175 | aFRRUp_2026-08-01T00:00:00Z | tenderStatistics_2026-08@d7daa9807303 | 7.1275 | PUBLISHED_PROXY | 175 | aFRRDown_2026-08-01T00:00:00Z | tenderStatistics_2026-08@d7daa9807303 | 4.2098 | PUBLISHED_PROXY |  | SOURCE_NULL_NOT_MODELED |  | 271.1621 | PUBLISHED_PROXY | 28.192 | 0 | PUBLISHED_PROXY | 0 | marginalPricesOverview_2026-08@4f1f9f7e4d34 | activatedBalancingEnergyOverview_2026-08@914407f42f6a | PUBLISHED_NATIVE | 0.64439 | 0 | 0.64439 | TRUE | TRUE | TRUE | TRUE | TRUE | TRUE | TRUE | TRUE | OK | OK | EUR | 0 | 0 | 25.2587 | 0.13714 | calibrated_directional_minimum_full_month | 175 | 24 | 24 | 24 | TRUE | 1048.4026 | 3.8663 | 42.7649 | 0.13714 | calibrated_directional_minimum_full_month | 175 | 24 | 24 | 24 | 2026-08-01_11 | TRUE | -940.44 | -24 | 46235.0312 | 46235.0208 | 0.0054527 | 35.2742 | 37.2371 | 662.2453 | 0.3125 | calibrated_PETROM_full_month_P90 | 128 | TRUE | 40 | 40 | 40 | FALSE | 2026-08-01 | 838.2315
2026-08-01 00:45 | 2026-08-01 01:00 | 2026-08-01 03:45 | 2026-08-01 | 0.25 | FORMAL | 2026-08-01 | 153.21 | 2026-08-01_12 | 15 | DA_2026-08-01@5135e8067e27 | 2026-07-31 | 5.2473 | BNR_FX_2026@9bb4cfc29e8f | 128 | FCR_2026-08-01T00:00:00Z | tenderStatistics_2026-08@d7daa9807303 | 66.2245 | PUBLISHED_PROXY | 175 | aFRRUp_2026-08-01T00:00:00Z | tenderStatistics_2026-08@d7daa9807303 | 7.1275 | PUBLISHED_PROXY | 175 | aFRRDown_2026-08-01T00:00:00Z | tenderStatistics_2026-08@d7daa9807303 | 4.2098 | PUBLISHED_PROXY |  | SOURCE_NULL_NOT_MODELED |  | 263.2379 | PUBLISHED_PROXY | 25.991 | 0 | PUBLISHED_PROXY | 0 | marginalPricesOverview_2026-08@4f1f9f7e4d34 | activatedBalancingEnergyOverview_2026-08@914407f42f6a | PUBLISHED_NATIVE | 0.59408 | 0 | 0.59408 | TRUE | TRUE | TRUE | TRUE | TRUE | TRUE | TRUE | TRUE | OK | OK | EUR | 0 | 0 | 25.2587 | 0.13714 | calibrated_directional_minimum_full_month | 175 | 24 | 24 | 24 | TRUE | 938.3061 | 3.5645 | 42.7649 | 0.13714 | calibrated_directional_minimum_full_month | 175 | 24 | 24 | 24 | 2026-08-01_12 | TRUE | -919.26 | -24 | 46235.0417 | 46235.0312 | 0.0062241 | 37.2371 | 39.4778 | 662.2453 | 0.3125 | calibrated_PETROM_full_month_P90 | 128 | TRUE | 40 | 40 | 40 | FALSE | 2026-08-01 | 749.315
2026-08-01 01:00 | 2026-08-01 01:15 | 2026-08-01 04:00 | 2026-08-01 | 0.25 | FORMAL | 2026-08-01 01:00 | 158.42 | 2026-08-01_13 | 15 | DA_2026-08-01@5135e8067e27 | 2026-07-31 | 5.2473 | BNR_FX_2026@9bb4cfc29e8f | 128 | FCR_2026-08-01T01:00:00Z | tenderStatistics_2026-08@d7daa9807303 | 66.2245 | PUBLISHED_PROXY | 175 | aFRRUp_2026-08-01T01:00:00Z | tenderStatistics_2026-08@d7daa9807303 | 7.1275 | PUBLISHED_PROXY | 175 | aFRRDown_2026-08-01T01:00:00Z | tenderStatistics_2026-08@d7daa9807303 | 5.0769 | PUBLISHED_PROXY |  | SOURCE_NULL_NOT_MODELED |  | 224.3041 | PUBLISHED_PROXY | 17.314 | 0 | PUBLISHED_PROXY | 0 | marginalPricesOverview_2026-08@4f1f9f7e4d34 | activatedBalancingEnergyOverview_2026-08@914407f42f6a | PUBLISHED_NATIVE | 0.39575 | 0 | 0.39575 | TRUE | TRUE | TRUE | TRUE | TRUE | TRUE | TRUE | TRUE | OK | OK | EUR | 0 | 0 | 30.4614 | 0.13714 | calibrated_directional_minimum_full_month | 175 | 24 | 24 | 24 | TRUE | 532.6082 | 2.3745 | 42.7649 | 0.13714 | calibrated_directional_minimum_full_month | 175 | 24 | 24 | 24 | 2026-08-01_13 | TRUE | 0 | 0 | 46235.0521 | 46235.0417 | 0.0071694 | 39.4778 | 36.8968 | 662.2453 | 0.3125 | calibrated_PETROM_full_month_P90 | 128 | TRUE | 40 | 40 | 40 | FALSE | 2026-08-01 | 1268.0798
2026-08-01 01:15 | 2026-08-01 01:30 | 2026-08-01 04:15 | 2026-08-01 | 0.25 | FORMAL | 2026-08-01 01:00 | 154.34 | 2026-08-01_14 | 15 | DA_2026-08-01@5135e8067e27 | 2026-07-31 | 5.2473 | BNR_FX_2026@9bb4cfc29e8f | 128 | FCR_2026-08-01T01:00:00Z | tenderStatistics_2026-08@d7daa9807303 | 66.2245 | PUBLISHED_PROXY | 175 | aFRRUp_2026-08-01T01:00:00Z | tenderStatistics_2026-08@d7daa9807303 | 7.1275 | PUBLISHED_PROXY | 175 | aFRRDown_2026-08-01T01:00:00Z | tenderStatistics_2026-08@d7daa9807303 | 5.0769 | PUBLISHED_PROXY |  | SOURCE_NULL_NOT_MODELED |  | 227.0143 | PUBLISHED_PROXY | 18.171 | 0 | PUBLISHED_PROXY | 0 | marginalPricesOverview_2026-08@4f1f9f7e4d34 | activatedBalancingEnergyOverview_2026-08@914407f42f6a | PUBLISHED_NATIVE | 0.41534 | 0 | 0.41534 | TRUE | TRUE | TRUE | TRUE | TRUE | TRUE | TRUE | TRUE | OK | OK | EUR | 0 | 0 | 30.4614 | 0.13714 | calibrated_directional_minimum_full_month | 175 | 24 | 24 | 24 | TRUE | 565.7248 | 2.492 | 42.7649 | 0.13714 | calibrated_directional_minimum_full_month | 175 | 24 | 24 | 24 | 2026-08-01_14 | TRUE | -926.04 | -24 | 46235.0625 | 46235.0521 | 0.0089648 | 36.8968 | 40.1242 | 662.2453 | 0.3125 | calibrated_PETROM_full_month_P90 | 128 | TRUE | 40 | 40 | 40 | FALSE | 2026-08-01 | 375.1563
2026-08-01 01:30 | 2026-08-01 01:45 | 2026-08-01 04:30 | 2026-08-01 | 0.25 | FORMAL | 2026-08-01 01:00 | 156.18 | 2026-08-01_15 | 15 | DA_2026-08-01@5135e8067e27 | 2026-07-31 | 5.2473 | BNR_FX_2026@9bb4cfc29e8f | 128 | FCR_2026-08-01T01:00:00Z | tenderStatistics_2026-08@d7daa9807303 | 66.2245 | PUBLISHED_PROXY | 175 | aFRRUp_2026-08-01T01:00:00Z | tenderStatistics_2026-08@d7daa9807303 | 7.1275 | PUBLISHED_PROXY | 175 | aFRRDown_2026-08-01T01:00:00Z | tenderStatistics_2026-08@d7daa9807303 | 5.0769 | PUBLISHED_PROXY |  | SOURCE_NULL_NOT_MODELED |  | 243.3943 | PUBLISHED_PROXY | 20.137 | 0 | PUBLISHED_PROXY | 0 | marginalPricesOverview_2026-08@4f1f9f7e4d34 | activatedBalancingEnergyOverview_2026-08@914407f42f6a | PUBLISHED_NATIVE | 0.46027 | 0 | 0.46027 | TRUE | TRUE | TRUE | TRUE | TRUE | TRUE | TRUE | TRUE | OK | OK | EUR | 0 | 0 | 30.4614 | 0.13714 | calibrated_directional_minimum_full_month | 175 | 24 | 24 | 24 | TRUE | 672.1689 | 2.7616 | 42.7649 | 0.13714 | calibrated_directional_minimum_full_month | 175 | 24 | 24 | 24 | 2026-08-01_15 | TRUE | 0 | 0 | 46235.0729 | 46235.0625 | 0.0083383 | 40.1242 | 37.1224 | 662.2453 | 0.3125 | calibrated_PETROM_full_month_P90 | 128 | TRUE | 40 | 40 | 40 | FALSE | 2026-08-01 | 1407.6404
2026-08-01 01:45 | 2026-08-01 02:00 | 2026-08-01 04:45 | 2026-08-01 | 0.25 | FORMAL | 2026-08-01 01:00 | 154.47 | 2026-08-01_16 | 15 | DA_2026-08-01@5135e8067e27 | 2026-07-31 | 5.2473 | BNR_FX_2026@9bb4cfc29e8f | 128 | FCR_2026-08-01T01:00:00Z | tenderStatistics_2026-08@d7daa9807303 | 66.2245 | PUBLISHED_PROXY | 175 | aFRRUp_2026-08-01T01:00:00Z | tenderStatistics_2026-08@d7daa9807303 | 7.1275 | PUBLISHED_PROXY | 175 | aFRRDown_2026-08-01T01:00:00Z | tenderStatistics_2026-08@d7daa9807303 | 5.0769 | PUBLISHED_PROXY |  | SOURCE_NULL_NOT_MODELED |  | 186.7107 | PUBLISHED_PROXY | 8.449 | 0 | PUBLISHED_PROXY | 0 | marginalPricesOverview_2026-08@4f1f9f7e4d34 | activatedBalancingEnergyOverview_2026-08@914407f42f6a | PUBLISHED_NATIVE | 0.19312 | 0 | 0.19312 | TRUE | TRUE | TRUE | TRUE | TRUE | TRUE | TRUE | TRUE | OK | OK | EUR | 0 | 0 | 30.4614 | 0.13714 | calibrated_directional_minimum_full_month | 175 | 24 | 24 | 24 | TRUE | 216.3454 | 1.1587 | 42.7649 | 0.13714 | calibrated_directional_minimum_full_month | 175 | 24 | 24 | 24 | 2026-08-01_16 | TRUE | 0 | 0 | 46235.0833 | 46235.0729 | 0.0034986 | 37.1224 | 35.8629 | 662.2453 | 0.3125 | calibrated_PETROM_full_month_P90 | 128 | TRUE | 40 | 40 | 40 | FALSE | 2026-08-01 | 951.817
2026-08-01 02:00 | 2026-08-01 02:15 | 2026-08-01 05:00 | 2026-08-01 | 0.25 | FORMAL | 2026-08-01 02:00 | 157.06 | 2026-08-01_17 | 15 | DA_2026-08-01@5135e8067e27 | 2026-07-31 | 5.2473 | BNR_FX_2026@9bb4cfc29e8f | 128 | FCR_2026-08-01T02:00:00Z | tenderStatistics_2026-08@d7daa9807303 | 66.2245 | PUBLISHED_PROXY | 175 | aFRRUp_2026-08-01T02:00:00Z | tenderStatistics_2026-08@d7daa9807303 | 7.1275 | PUBLISHED_PROXY | 175 | aFRRDown_2026-08-01T02:00:00Z | tenderStatistics_2026-08@d7daa9807303 | 5.0731 | PUBLISHED_PROXY |  | SOURCE_NULL_NOT_MODELED |  | 177.2614 | PUBLISHED_PROXY | 5.276 | 0 | PUBLISHED_PROXY | 0 | marginalPricesOverview_2026-08@4f1f9f7e4d34 | activatedBalancingEnergyOverview_2026-08@914407f42f6a | PUBLISHED_NATIVE | 0.12059 | 0 | 0.12059 | TRUE | TRUE | TRUE | TRUE | TRUE | TRUE | TRUE | TRUE | OK | OK | EUR | 0 | 0 | 30.4385 | 0.13714 | calibrated_directional_minimum_full_month | 175 | 24 | 24 | 24 | TRUE | 128.2603 | 0.72357 | 42.7649 | 0.13714 | calibrated_directional_minimum_full_month | 175 | 24 | 24 | 24 | 2026-08-01_17 | TRUE | 0 | 0 | 46235.0938 | 46235.0833 | 0.0021847 | 35.8629 | 35.0764 | 662.2453 | 0.3125 | calibrated_PETROM_full_month_P90 | 128 | TRUE | 40 | 40 | 40 | FALSE | 2026-08-01 | 863.709
2026-08-01 02:15 | 2026-08-01 02:30 | 2026-08-01 05:15 | 2026-08-01 | 0.25 | FORMAL | 2026-08-01 02:00 | 161.38 | 2026-08-01_18 | 15 | DA_2026-08-01@5135e8067e27 | 2026-07-31 | 5.2473 | BNR_FX_2026@9bb4cfc29e8f | 128 | FCR_2026-08-01T02:00:00Z | tenderStatistics_2026-08@d7daa9807303 | 66.2245 | PUBLISHED_PROXY | 175 | aFRRUp_2026-08-01T02:00:00Z | tenderStatistics_2026-08@d7daa9807303 | 7.1275 | PUBLISHED_PROXY | 175 | aFRRDown_2026-08-01T02:00:00Z | tenderStatistics_2026-08@d7daa9807303 | 5.0731 | PUBLISHED_PROXY |  | SOURCE_NULL_NOT_MODELED |  | 211.8585 | PUBLISHED_PROXY | 13.004 | 0 | PUBLISHED_PROXY | 0 | marginalPricesOverview_2026-08@4f1f9f7e4d34 | activatedBalancingEnergyOverview_2026-08@914407f42f6a | PUBLISHED_NATIVE | 0.29723 | 0 | 0.29723 | TRUE | TRUE | TRUE | TRUE | TRUE | TRUE | TRUE | TRUE | OK | OK | EUR | 0 | 0 | 30.4385 | 0.13714 | calibrated_directional_minimum_full_month | 175 | 24 | 24 | 24 | TRUE | 377.8296 | 1.7834 | 42.7649 | 0.13714 | calibrated_directional_minimum_full_month | 175 | 24 | 24 | 24 | 2026-08-01_18 | TRUE | 0 | 0 | 46235.1042 | 46235.0938 | 0.0053847 | 35.0764 | 33.1379 | 662.2453 | 0.3125 | calibrated_PETROM_full_month_P90 | 128 | TRUE | 40 | 40 | 40 | FALSE | 2026-08-01 | 1113.2783
2026-08-01 02:30 | 2026-08-01 02:45 | 2026-08-01 05:30 | 2026-08-01 | 0.25 | FORMAL | 2026-08-01 02:00 | 154.83 | 2026-08-01_19 | 15 | DA_2026-08-01@5135e8067e27 | 2026-07-31 | 5.2473 | BNR_FX_2026@9bb4cfc29e8f | 128 | FCR_2026-08-01T02:00:00Z | tenderStatistics_2026-08@d7daa9807303 | 66.2245 | PUBLISHED_PROXY | 175 | aFRRUp_2026-08-01T02:00:00Z | tenderStatistics_2026-08@d7daa9807303 | 7.1275 | PUBLISHED_PROXY | 175 | aFRRDown_2026-08-01T02:00:00Z | tenderStatistics_2026-08@d7daa9807303 | 5.0731 | PUBLISHED_PROXY |  | SOURCE_NULL_NOT_MODELED |  | 248.5234 | PUBLISHED_PROXY | 22.648 | 0 | PUBLISHED_PROXY | 0 | marginalPricesOverview_2026-08@4f1f9f7e4d34 | activatedBalancingEnergyOverview_2026-08@914407f42f6a | PUBLISHED_NATIVE | 0.51767 | 0 | 0.51767 | TRUE | TRUE | TRUE | TRUE | TRUE | TRUE | TRUE | TRUE | OK | OK | EUR | 0 | 0 | 30.4385 | 0.13714 | calibrated_directional_minimum_full_month | 175 | 24 | 24 | 24 | TRUE | 771.9166 | 3.106 | 42.7649 | 0.13714 | calibrated_directional_minimum_full_month | 175 | 24 | 24 | 24 | 2026-08-01_19 | TRUE | -928.98 | -24 | 46235.1146 | 46235.1042 | 0.0073957 | 33.1379 | 35.8004 | 662.2453 | 0.3125 | calibrated_PETROM_full_month_P90 | 128 | TRUE | 40 | 40 | 40 | FALSE | 2026-08-01 | 578.3853
2026-08-01 02:45 | 2026-08-01 03:00 | 2026-08-01 05:45 | 2026-08-01 | 0.25 | FORMAL | 2026-08-01 02:00 | 151.91 | 2026-08-01_20 | 15 | DA_2026-08-01@5135e8067e27 | 2026-07-31 | 5.2473 | BNR_FX_2026@9bb4cfc29e8f | 128 | FCR_2026-08-01T02:00:00Z | tenderStatistics_2026-08@d7daa9807303 | 66.2245 | PUBLISHED_PROXY | 175 | aFRRUp_2026-08-01T02:00:00Z | tenderStatistics_2026-08@d7daa9807303 | 7.1275 | PUBLISHED_PROXY | 175 | aFRRDown_2026-08-01T02:00:00Z | tenderStatistics_2026-08@d7daa9807303 | 5.0731 | PUBLISHED_PROXY |  | SOURCE_NULL_NOT_MODELED |  | 254.4042 | PUBLISHED_PROXY | 25.094 | 0 | PUBLISHED_PROXY | 0 | marginalPricesOverview_2026-08@4f1f9f7e4d34 | activatedBalancingEnergyOverview_2026-08@914407f42f6a | PUBLISHED_NATIVE | 0.57358 | 0 | 0.57358 | TRUE | TRUE | TRUE | TRUE | TRUE | TRUE | TRUE | TRUE | OK | OK | EUR | 0 | 0 | 30.4385 | 0.13714 | calibrated_directional_minimum_full_month | 175 | 24 | 24 | 24 | TRUE | 875.5225 | 3.4415 | 42.7649 | 0.13714 | calibrated_directional_minimum_full_month | 175 | 24 | 24 | 24 | 2026-08-01_20 | TRUE | -911.46 | -24 | 46235.125 | 46235.1146 | 0.0065385 | 35.8004 | 38.1543 | 662.2453 | 0.3125 | calibrated_PETROM_full_month_P90 | 128 | TRUE | 40 | 40 | 40 | FALSE | 2026-08-01 | 699.5112
2026-08-01 03:00 | 2026-08-01 03:15 | 2026-08-01 06:00 | 2026-08-01 | 0.25 | FORMAL | 2026-08-01 03:00 | 154.07 | 2026-08-01_21 | 15 | DA_2026-08-01@5135e8067e27 | 2026-07-31 | 5.2473 | BNR_FX_2026@9bb4cfc29e8f | 128 | FCR_2026-08-01T03:00:00Z | tenderStatistics_2026-08@d7daa9807303 | 66.2245 | PUBLISHED_PROXY | 175 | aFRRUp_2026-08-01T03:00:00Z | tenderStatistics_2026-08@d7daa9807303 | 7.0627 | PUBLISHED_PROXY | 175 | aFRRDown_2026-08-01T03:00:00Z | tenderStatistics_2026-08@d7daa9807303 | 2.8376 | PUBLISHED_PROXY |  | SOURCE_NULL_NOT_MODELED |  | 242.4636 | PUBLISHED_PROXY | 22.568 | 0 | PUBLISHED_PROXY | 0 | marginalPricesOverview_2026-08@4f1f9f7e4d34 | activatedBalancingEnergyOverview_2026-08@914407f42f6a | PUBLISHED_NATIVE | 0.51584 | 0 | 0.51584 | TRUE | TRUE | TRUE | TRUE | TRUE | TRUE | TRUE | TRUE | OK | OK | EUR | 0 | 0 | 17.0259 | 0.13714 | calibrated_directional_minimum_full_month | 175 | 24 | 24 | 24 | TRUE | 750.4344 | 3.095 | 42.3761 | 0.13714 | calibrated_directional_minimum_full_month | 175 | 24 | 24 | 24 | 2026-08-01_21 | TRUE | -924.42 | -24 | 46235.1354 | 46235.125 | 0.0074238 | 38.1543 | 40.8268 | 662.2453 | 0.3125 | calibrated_PETROM_full_month_P90 | 128 | TRUE | 40 | 40 | 40 | FALSE | 2026-08-01 | 547.6617
2026-08-01 03:15 | 2026-08-01 03:30 | 2026-08-01 06:15 | 2026-08-01 | 0.25 | FORMAL | 2026-08-01 03:00 | 163.2 | 2026-08-01_22 | 15 | DA_2026-08-01@5135e8067e27 | 2026-07-31 | 5.2473 | BNR_FX_2026@9bb4cfc29e8f | 128 | FCR_2026-08-01T03:00:00Z | tenderStatistics_2026-08@d7daa9807303 | 66.2245 | PUBLISHED_PROXY | 175 | aFRRUp_2026-08-01T03:00:00Z | tenderStatistics_2026-08@d7daa9807303 | 7.0627 | PUBLISHED_PROXY | 175 | aFRRDown_2026-08-01T03:00:00Z | tenderStatistics_2026-08@d7daa9807303 | 2.8376 | PUBLISHED_PROXY |  | SOURCE_NULL_NOT_MODELED |  | 173.5824 | PUBLISHED_PROXY | 3.107 | 0 | PUBLISHED_PROXY | 0 | marginalPricesOverview_2026-08@4f1f9f7e4d34 | activatedBalancingEnergyOverview_2026-08@914407f42f6a | PUBLISHED_NATIVE | 0.071017 | 0 | 0.071017 | TRUE | TRUE | TRUE | TRUE | TRUE | TRUE | TRUE | TRUE | OK | OK | EUR | 0 | 0 | 17.0259 | 0.13714 | calibrated_directional_minimum_full_month | 175 | 24 | 24 | 24 | TRUE | 73.964 | 0.4261 | 42.3761 | 0.13714 | calibrated_directional_minimum_full_month | 175 | 24 | 24 | 24 | 2026-08-01_22 | TRUE | 0 | 0 | 46235.1458 | 46235.1354 | 0.0012865 | 40.8268 | 40.3637 | 662.2453 | 0.3125 | calibrated_PETROM_full_month_P90 | 128 | TRUE | 40 | 40 | 40 | FALSE | 2026-08-01 | 795.6113
2026-08-01 03:30 | 2026-08-01 03:45 | 2026-08-01 06:30 | 2026-08-01 | 0.25 | FORMAL | 2026-08-01 03:00 | 157.71 | 2026-08-01_23 | 15 | DA_2026-08-01@5135e8067e27 | 2026-07-31 | 5.2473 | BNR_FX_2026@9bb4cfc29e8f | 128 | FCR_2026-08-01T03:00:00Z | tenderStatistics_2026-08@d7daa9807303 | 66.2245 | PUBLISHED_PROXY | 175 | aFRRUp_2026-08-01T03:00:00Z | tenderStatistics_2026-08@d7daa9807303 | 7.0627 | PUBLISHED_PROXY | 175 | aFRRDown_2026-08-01T03:00:00Z | tenderStatistics_2026-08@d7daa9807303 | 2.8376 | PUBLISHED_PROXY |  | SOURCE_NULL_NOT_MODELED |  | 171.5019 | PUBLISHED_PROXY | 4.427 | 0 | PUBLISHED_PROXY | 0 | marginalPricesOverview_2026-08@4f1f9f7e4d34 | activatedBalancingEnergyOverview_2026-08@914407f42f6a | PUBLISHED_NATIVE | 0.10119 | 0 | 0.10119 | TRUE | TRUE | TRUE | TRUE | TRUE | TRUE | TRUE | TRUE | OK | OK | EUR | 0 | 0 | 17.0259 | 0.13714 | calibrated_directional_minimum_full_month | 175 | 24 | 24 | 24 | TRUE | 104.1242 | 0.60713 | 42.3761 | 0.13714 | calibrated_directional_minimum_full_month | 175 | 24 | 24 | 24 | 2026-08-01_23 | TRUE | 0 | 0 | 46235.1562 | 46235.1458 | 0.0018331 | 40.3637 | 39.7037 | 662.2453 | 0.3125 | calibrated_PETROM_full_month_P90 | 128 | TRUE | 40 | 40 | 40 | FALSE | 2026-08-01 | 825.7715
2026-08-01 03:45 | 2026-08-01 04:00 | 2026-08-01 06:45 | 2026-08-01 | 0.25 | FORMAL | 2026-08-01 03:00 | 158.73 | 2026-08-01_24 | 15 | DA_2026-08-01@5135e8067e27 | 2026-07-31 | 5.2473 | BNR_FX_2026@9bb4cfc29e8f | 128 | FCR_2026-08-01T03:00:00Z | tenderStatistics_2026-08@d7daa9807303 | 66.2245 | PUBLISHED_PROXY | 175 | aFRRUp_2026-08-01T03:00:00Z | tenderStatistics_2026-08@d7daa9807303 | 7.0627 | PUBLISHED_PROXY | 175 | aFRRDown_2026-08-01T03:00:00Z | tenderStatistics_2026-08@d7daa9807303 | 2.8376 | PUBLISHED_PROXY |  | SOURCE_NULL_NOT_MODELED |  | 170.3175 | PUBLISHED_PROXY | 1.134 | 76.4203 | PUBLISHED_PROXY | 0.016 | marginalPricesOverview_2026-08@4f1f9f7e4d34 | activatedBalancingEnergyOverview_2026-08@914407f42f6a | PUBLISHED_NATIVE | 0.02592 | 0.00036571 | 0.026286 | TRUE | TRUE | TRUE | TRUE | TRUE | TRUE | TRUE | TRUE | OK | OK | EUR | -0.16769 | 0.0021943 | 17.0259 | 0.13714 | calibrated_directional_minimum_full_month | 175 | 24 | 24 | 24 | TRUE | 26.4878 | 0.15552 | 42.3761 | 0.13714 | calibrated_directional_minimum_full_month | 175 | 24 | 24 | 24 | 2026-08-01_24 | TRUE | 0 | 0 | 46235.1667 | 46235.1562 | 0.00047517 | 39.7037 | 39.5367 | 662.2453 | 0.3125 | calibrated_PETROM_full_month_P90 | 128 | TRUE | 40 | 40 | 40 | FALSE | 2026-08-01 | 747.9674
2026-08-01 04:00 | 2026-08-01 04:15 | 2026-08-01 07:00 | 2026-08-01 | 0.25 | FORMAL | 2026-08-01 04:00 | 166.93 | 2026-08-01_25 | 15 | DA_2026-08-01@5135e8067e27 | 2026-07-31 | 5.2473 | BNR_FX_2026@9bb4cfc29e8f | 128 | FCR_2026-08-01T04:00:00Z | tenderStatistics_2026-08@d7daa9807303 | 66.2245 | PUBLISHED_PROXY | 175 | aFRRUp_2026-08-01T04:00:00Z | tenderStatistics_2026-08@d7daa9807303 | 6.6911 | PUBLISHED_PROXY | 175 | aFRRDown_2026-08-01T04:00:00Z | tenderStatistics_2026-08@d7daa9807303 | 2.6071 | PUBLISHED_PROXY |  | SOURCE_NULL_NOT_MODELED |  | 227.4055 | PUBLISHED_PROXY | 17.014 | 0 | PUBLISHED_PROXY | 0 | marginalPricesOverview_2026-08@4f1f9f7e4d34 | activatedBalancingEnergyOverview_2026-08@914407f42f6a | PUBLISHED_NATIVE | 0.38889 | 0 | 0.38889 | TRUE | TRUE | TRUE | TRUE | TRUE | TRUE | TRUE | TRUE | OK | OK | EUR | 0 | 0 | 15.6423 | 0.13714 | calibrated_directional_minimum_full_month | 175 | 24 | 24 | 24 | TRUE | 530.6164 | 2.3333 | 40.1464 | 0.13714 | calibrated_directional_minimum_full_month | 175 | 24 | 24 | 24 | 2026-08-01_25 | TRUE | 0 | 0 | 46235.1771 | 46235.1667 | 0.0070451 | 39.5367 | 37.0005 | 662.2453 | 0.3125 | calibrated_PETROM_full_month_P90 | 128 | TRUE | 40 | 40 | 40 | FALSE | 2026-08-01 | 1248.6504
2026-08-01 04:15 | 2026-08-01 04:30 | 2026-08-01 07:15 | 2026-08-01 | 0.25 | FORMAL | 2026-08-01 04:00 | 163.13 | 2026-08-01_26 | 15 | DA_2026-08-01@5135e8067e27 | 2026-07-31 | 5.2473 | BNR_FX_2026@9bb4cfc29e8f | 128 | FCR_2026-08-01T04:00:00Z | tenderStatistics_2026-08@d7daa9807303 | 66.2245 | PUBLISHED_PROXY | 175 | aFRRUp_2026-08-01T04:00:00Z | tenderStatistics_2026-08@d7daa9807303 | 6.6911 | PUBLISHED_PROXY | 175 | aFRRDown_2026-08-01T04:00:00Z | tenderStatistics_2026-08@d7daa9807303 | 2.6071 | PUBLISHED_PROXY |  | SOURCE_NULL_NOT_MODELED |  | 182.1089 | PUBLISHED_PROXY | 8.247 | 0 | PUBLISHED_PROXY | 0 | marginalPricesOverview_2026-08@4f1f9f7e4d34 | activatedBalancingEnergyOverview_2026-08@914407f42f6a | PUBLISHED_NATIVE | 0.1885 | 0 | 0.1885 | TRUE | TRUE | TRUE | TRUE | TRUE | TRUE | TRUE | TRUE | OK | OK | EUR | 0 | 0 | 15.6423 | 0.13714 | calibrated_directional_minimum_full_month | 175 | 24 | 24 | 24 | TRUE | 205.9683 | 1.131 | 40.1464 | 0.13714 | calibrated_directional_minimum_full_month | 175 | 24 | 24 | 24 | 2026-08-01_26 | TRUE | 0 | 0 | 46235.1875 | 46235.1771 | 0.0034149 | 37.0005 | 35.7711 | 662.2453 | 0.3125 | calibrated_PETROM_full_month_P90 | 128 | TRUE | 40 | 40 | 40 | FALSE | 2026-08-01 | 924.0023
2026-08-01 04:30 | 2026-08-01 04:45 | 2026-08-01 07:30 | 2026-08-01 | 0.25 | FORMAL | 2026-08-01 04:00 | 152.09 | 2026-08-01_27 | 15 | DA_2026-08-01@5135e8067e27 | 2026-07-31 | 5.2473 | BNR_FX_2026@9bb4cfc29e8f | 128 | FCR_2026-08-01T04:00:00Z | tenderStatistics_2026-08@d7daa9807303 | 66.2245 | PUBLISHED_PROXY | 175 | aFRRUp_2026-08-01T04:00:00Z | tenderStatistics_2026-08@d7daa9807303 | 6.6911 | PUBLISHED_PROXY | 175 | aFRRDown_2026-08-01T04:00:00Z | tenderStatistics_2026-08@d7daa9807303 | 2.6071 | PUBLISHED_PROXY |  | SOURCE_NULL_NOT_MODELED |  | 174.2412 | PUBLISHED_PROXY | 2.839 | 0 | PUBLISHED_PROXY | 0 | marginalPricesOverview_2026-08@4f1f9f7e4d34 | activatedBalancingEnergyOverview_2026-08@914407f42f6a | PUBLISHED_NATIVE | 0.064891 | 0 | 0.064891 | TRUE | TRUE | TRUE | TRUE | TRUE | TRUE | TRUE | TRUE | OK | OK | EUR | 0 | 0 | 15.6423 | 0.13714 | calibrated_directional_minimum_full_month | 175 | 24 | 24 | 24 | TRUE | 67.8406 | 0.38935 | 40.1464 | 0.13714 | calibrated_directional_minimum_full_month | 175 | 24 | 24 | 24 | 2026-08-01_27 | TRUE | 0 | 0 | 46235.1979 | 46235.1875 | 0.0011756 | 35.7711 | 35.3479 | 662.2453 | 0.3125 | calibrated_PETROM_full_month_P90 | 128 | TRUE | 40 | 40 | 40 | FALSE | 2026-08-01 | 785.8746
2026-08-01 04:45 | 2026-08-01 05:00 | 2026-08-01 07:45 | 2026-08-01 | 0.25 | FORMAL | 2026-08-01 04:00 | 149.8 | 2026-08-01_28 | 15 | DA_2026-08-01@5135e8067e27 | 2026-07-31 | 5.2473 | BNR_FX_2026@9bb4cfc29e8f | 128 | FCR_2026-08-01T04:00:00Z | tenderStatistics_2026-08@d7daa9807303 | 66.2245 | PUBLISHED_PROXY | 175 | aFRRUp_2026-08-01T04:00:00Z | tenderStatistics_2026-08@d7daa9807303 | 6.6911 | PUBLISHED_PROXY | 175 | aFRRDown_2026-08-01T04:00:00Z | tenderStatistics_2026-08@d7daa9807303 | 2.6071 | PUBLISHED_PROXY |  | SOURCE_NULL_NOT_MODELED |  | 171.404 | PUBLISHED_PROXY | 2.396 | 76.4203 | PUBLISHED_PROXY | 0.443 | marginalPricesOverview_2026-08@4f1f9f7e4d34 | activatedBalancingEnergyOverview_2026-08@914407f42f6a | PUBLISHED_NATIVE | 0.054766 | 0.010126 | 0.064891 | TRUE | TRUE | TRUE | TRUE | TRUE | TRUE | TRUE | TRUE | OK | OK | EUR | -4.6429 | 0.060754 | 15.6423 | 0.13714 | calibrated_directional_minimum_full_month | 175 | 24 | 24 | 24 | TRUE | 56.3224 | 0.32859 | 40.1464 | 0.13714 | calibrated_directional_minimum_full_month | 175 | 24 | 24 | 24 | 2026-08-01_28 | TRUE | 0 | 0 | 46235.2083 | 46235.1979 | 0.0011474 | 35.3479 | 35.0466 | 662.2453 | 0.3125 | calibrated_PETROM_full_month_P90 | 128 | TRUE | 40 | 40 | 40 | FALSE | 2026-08-01 | 769.7135
2026-08-01 05:00 | 2026-08-01 05:15 | 2026-08-01 08:00 | 2026-08-01 | 0.25 | FORMAL | 2026-08-01 05:00 | 162.96 | 2026-08-01_29 | 15 | DA_2026-08-01@5135e8067e27 | 2026-07-31 | 5.2473 | BNR_FX_2026@9bb4cfc29e8f | 91.904 | FCR_2026-08-01T05:00:00Z | tenderStatistics_2026-08@d7daa9807303 | 66.2245 | PUBLISHED_PROXY | 175 | aFRRUp_2026-08-01T05:00:00Z | tenderStatistics_2026-08@d7daa9807303 | 6.7863 | PUBLISHED_PROXY | 175 | aFRRDown_2026-08-01T05:00:00Z | tenderStatistics_2026-08@d7daa9807303 | 2.628 | PUBLISHED_PROXY |  | SOURCE_NULL_NOT_MODELED |  | 201.873 | PUBLISHED_PROXY | 12.888 | 0 | PUBLISHED_PROXY | 0 | marginalPricesOverview_2026-08@4f1f9f7e4d34 | activatedBalancingEnergyOverview_2026-08@914407f42f6a | PUBLISHED_NATIVE | 0.29458 | 0 | 0.29458 | TRUE | TRUE | TRUE | TRUE | TRUE | TRUE | TRUE | TRUE | OK | OK | EUR | 0 | 0 | 15.7681 | 0.13714 | calibrated_directional_minimum_full_month | 175 | 24 | 24 | 24 | TRUE | 356.8099 | 1.7675 | 40.7181 | 0.13714 | calibrated_directional_minimum_full_month | 175 | 24 | 24 | 24 | 2026-08-01_29 | TRUE | 0 | 0 | 46235.2188 | 46235.2083 | 0.0053366 | 35.0466 | 33.1254 | 662.2453 | 0.3125 | calibrated_PETROM_full_month_P90 | 128 | TRUE | 40 | 40 | 40 | FALSE | 2026-08-01 | 1075.5414
2026-08-01 05:15 | 2026-08-01 05:30 | 2026-08-01 08:15 | 2026-08-01 | 0.25 | FORMAL | 2026-08-01 05:00 | 147 | 2026-08-01_30 | 15 | DA_2026-08-01@5135e8067e27 | 2026-07-31 | 5.2473 | BNR_FX_2026@9bb4cfc29e8f | 91.904 | FCR_2026-08-01T05:00:00Z | tenderStatistics_2026-08@d7daa9807303 | 66.2245 | PUBLISHED_PROXY | 175 | aFRRUp_2026-08-01T05:00:00Z | tenderStatistics_2026-08@d7daa9807303 | 6.7863 | PUBLISHED_PROXY | 175 | aFRRDown_2026-08-01T05:00:00Z | tenderStatistics_2026-08@d7daa9807303 | 2.628 | PUBLISHED_PROXY |  | SOURCE_NULL_NOT_MODELED |  | 210.5633 | PUBLISHED_PROXY | 9.787 | 0 | PUBLISHED_PROXY | 0 | marginalPricesOverview_2026-08@4f1f9f7e4d34 | activatedBalancingEnergyOverview_2026-08@914407f42f6a | PUBLISHED_NATIVE | 0.2237 | 0 | 0.2237 | TRUE | TRUE | TRUE | TRUE | TRUE | TRUE | TRUE | TRUE | OK | OK | EUR | 0 | 0 | 15.7681 | 0.13714 | calibrated_directional_minimum_full_month | 175 | 24 | 24 | 24 | TRUE | 282.6217 | 1.3422 | 40.7181 | 0.13714 | calibrated_directional_minimum_full_month | 175 | 24 | 24 | 24 | 2026-08-01_30 | TRUE | -43.9063 | -1.1947 | 46235.2292 | 46235.2188 | 0.0044434 | 33.1254 | 31.9524 | 662.2453 | 0.3125 | calibrated_PETROM_full_month_P90 | 128 | TRUE | 40 | 40 | 40 | FALSE | 2026-08-01 | 957.447
2026-08-01 05:30 | 2026-08-01 05:45 | 2026-08-01 08:30 | 2026-08-01 | 0.25 | FORMAL | 2026-08-01 05:00 | 141.73 | 2026-08-01_31 | 15 | DA_2026-08-01@5135e8067e27 | 2026-07-31 | 5.2473 | BNR_FX_2026@9bb4cfc29e8f | 91.904 | FCR_2026-08-01T05:00:00Z | tenderStatistics_2026-08@d7daa9807303 | 66.2245 | PUBLISHED_PROXY | 175 | aFRRUp_2026-08-01T05:00:00Z | tenderStatistics_2026-08@d7daa9807303 | 6.7863 | PUBLISHED_PROXY | 175 | aFRRDown_2026-08-01T05:00:00Z | tenderStatistics_2026-08@d7daa9807303 | 2.628 | PUBLISHED_PROXY |  | SOURCE_NULL_NOT_MODELED |  | 169.0931 | PUBLISHED_PROXY | 1.431 | 0 | PUBLISHED_PROXY | 0 | marginalPricesOverview_2026-08@4f1f9f7e4d34 | activatedBalancingEnergyOverview_2026-08@914407f42f6a | PUBLISHED_NATIVE | 0.032709 | 0 | 0.032709 | TRUE | TRUE | TRUE | TRUE | TRUE | TRUE | TRUE | TRUE | OK | OK | EUR | 0 | 0 | 15.7681 | 0.13714 | calibrated_directional_minimum_full_month | 175 | 24 | 24 | 24 | TRUE | 33.1848 | 0.19625 | 40.7181 | 0.13714 | calibrated_directional_minimum_full_month | 175 | 24 | 24 | 24 | 2026-08-01_31 | TRUE | 0 | 0 | 46235.2396 | 46235.2292 | 0.00059255 | 31.9524 | 31.7391 | 662.2453 | 0.3125 | calibrated_PETROM_full_month_P90 | 128 | TRUE | 40 | 40 | 40 | FALSE | 2026-08-01 | 751.9163
2026-08-01 05:45 | 2026-08-01 06:00 | 2026-08-01 08:45 | 2026-08-01 | 0.25 | FORMAL | 2026-08-01 05:00 | 134 | 2026-08-01_32 | 15 | DA_2026-08-01@5135e8067e27 | 2026-07-31 | 5.2473 | BNR_FX_2026@9bb4cfc29e8f | 91.904 | FCR_2026-08-01T05:00:00Z | tenderStatistics_2026-08@d7daa9807303 | 66.2245 | PUBLISHED_PROXY | 175 | aFRRUp_2026-08-01T05:00:00Z | tenderStatistics_2026-08@d7daa9807303 | 6.7863 | PUBLISHED_PROXY | 175 | aFRRDown_2026-08-01T05:00:00Z | tenderStatistics_2026-08@d7daa9807303 | 2.628 | PUBLISHED_PROXY |  | SOURCE_NULL_NOT_MODELED |  | 156.1106 | PUBLISHED_PROXY | 0.088 | 74.0985 | PUBLISHED_PROXY | 1.831 | marginalPricesOverview_2026-08@4f1f9f7e4d34 | activatedBalancingEnergyOverview_2026-08@914407f42f6a | PUBLISHED_NATIVE | 0.0020114 | 0.041851 | 0.043863 | TRUE | TRUE | TRUE | TRUE | TRUE | TRUE | TRUE | TRUE | OK | OK | EUR | -18.6068 | 0.25111 | 15.7681 | 0.13714 | calibrated_directional_minimum_full_month | 175 | 24 | 24 | 24 | TRUE | 1.884 | 0.012069 | 40.7181 | 0.13714 | calibrated_directional_minimum_full_month | 175 | 24 | 24 | 24 | 2026-08-01_32 | TRUE | -1206 | -36 | 46235.25 | 46235.2396 | 0.023611 | 31.7391 | 40.239 | 662.2453 | 0.3125 | calibrated_PETROM_full_month_P90 | 128 | TRUE | 40 | 40 | 40 | FALSE | 2026-08-01 | -503.9912
2026-08-01 06:00 | 2026-08-01 06:15 | 2026-08-01 09:00 | 2026-08-01 | 0.25 | FORMAL | 2026-08-01 06:00 | 160.86 | 2026-08-01_33 | 15 | DA_2026-08-01@5135e8067e27 | 2026-07-31 | 5.2473 | BNR_FX_2026@9bb4cfc29e8f | 91.904 | FCR_2026-08-01T06:00:00Z | tenderStatistics_2026-08@d7daa9807303 | 66.2245 | PUBLISHED_PROXY | 175 | aFRRUp_2026-08-01T06:00:00Z | tenderStatistics_2026-08@d7daa9807303 | 7.2056 | PUBLISHED_PROXY | 175 | aFRRDown_2026-08-01T06:00:00Z | tenderStatistics_2026-08@d7daa9807303 | 2.325 | PUBLISHED_PROXY |  | SOURCE_NULL_NOT_MODELED |  | 164.5269 | PUBLISHED_PROXY | 3.124 | 76.2297 | PUBLISHED_PROXY | 0.262 | marginalPricesOverview_2026-08@4f1f9f7e4d34 | activatedBalancingEnergyOverview_2026-08@914407f42f6a | PUBLISHED_NATIVE | 0.071406 | 0.0059886 | 0.077394 | TRUE | TRUE | TRUE | TRUE | TRUE | TRUE | TRUE | TRUE | OK | OK | EUR | 0 | 0 | 0 | 0.13714 | calibrated_directional_minimum_full_month | 175 | 0 | 24 | 24 | TRUE | 70.489 | 0.42843 | 43.2337 | 0.13714 | calibrated_directional_minimum_full_month | 175 | 24 | 24 | 24 | 2026-08-01_33 | TRUE | 1172.8685 | 29.165 | 46235.2604 | 46235.25 | 0.023308 | 40.239 | 31.8481 | 662.2453 | 0.3125 | calibrated_PETROM_full_month_P90 | 128 | TRUE | 40 | 40 | 40 | FALSE | 2026-08-01 | 1948.8365
2026-08-01 06:15 | 2026-08-01 06:30 | 2026-08-01 09:15 | 2026-08-01 | 0.25 | FORMAL | 2026-08-01 06:00 | 143.7 | 2026-08-01_34 | 15 | DA_2026-08-01@5135e8067e27 | 2026-07-31 | 5.2473 | BNR_FX_2026@9bb4cfc29e8f | 91.904 | FCR_2026-08-01T06:00:00Z | tenderStatistics_2026-08@d7daa9807303 | 66.2245 | PUBLISHED_PROXY | 175 | aFRRUp_2026-08-01T06:00:00Z | tenderStatistics_2026-08@d7daa9807303 | 7.2056 | PUBLISHED_PROXY | 175 | aFRRDown_2026-08-01T06:00:00Z | tenderStatistics_2026-08@d7daa9807303 | 2.325 | PUBLISHED_PROXY |  | SOURCE_NULL_NOT_MODELED |  | 133.2114 | PUBLISHED_PROXY | 0.091 | 76.2297 | PUBLISHED_PROXY | 0.107 | marginalPricesOverview_2026-08@4f1f9f7e4d34 | activatedBalancingEnergyOverview_2026-08@914407f42f6a | PUBLISHED_NATIVE | 0.00208 | 0.0024457 | 0.0045257 | TRUE | TRUE | TRUE | TRUE | TRUE | TRUE | TRUE | TRUE | OK | OK | EUR | 0 | 0 | 0 | 0.13714 | calibrated_directional_minimum_full_month | 175 | 0 | 24 | 24 | TRUE | 1.6625 | 0.01248 | 43.2337 | 0.13714 | calibrated_directional_minimum_full_month | 175 | 24 | 24 | 24 | 2026-08-01_34 | TRUE | 0 | 0 | 46235.2708 | 46235.2604 | 3.7681e-05 | 31.8481 | 31.8345 | 662.2453 | 0.3125 | calibrated_PETROM_full_month_P90 | 128 | TRUE | 40 | 40 | 40 | FALSE | 2026-08-01 | 707.1415
2026-08-01 06:30 | 2026-08-01 06:45 | 2026-08-01 09:30 | 2026-08-01 | 0.25 | FORMAL | 2026-08-01 06:00 | 133.18 | 2026-08-01_35 | 15 | DA_2026-08-01@5135e8067e27 | 2026-07-31 | 5.2473 | BNR_FX_2026@9bb4cfc29e8f | 91.904 | FCR_2026-08-01T06:00:00Z | tenderStatistics_2026-08@d7daa9807303 | 66.2245 | PUBLISHED_PROXY | 175 | aFRRUp_2026-08-01T06:00:00Z | tenderStatistics_2026-08@d7daa9807303 | 7.2056 | PUBLISHED_PROXY | 175 | aFRRDown_2026-08-01T06:00:00Z | tenderStatistics_2026-08@d7daa9807303 | 2.325 | PUBLISHED_PROXY |  | SOURCE_NULL_NOT_MODELED |  | 133.2114 | PUBLISHED_PROXY | 0.64 | 76.2297 | PUBLISHED_PROXY | 0.003 | marginalPricesOverview_2026-08@4f1f9f7e4d34 | activatedBalancingEnergyOverview_2026-08@914407f42f6a | PUBLISHED_NATIVE | 0.014629 | 6.8571e-05 | 0.014697 | TRUE | TRUE | TRUE | TRUE | TRUE | TRUE | TRUE | TRUE | OK | OK | EUR | 0 | 0 | 0 | 0.13714 | calibrated_directional_minimum_full_month | 175 | 0 | 24 | 24 | TRUE | 11.6922 | 0.087771 | 43.2337 | 0.13714 | calibrated_directional_minimum_full_month | 175 | 24 | 24 | 24 | 2026-08-01_35 | TRUE | 0 | 0 | 46235.2812 | 46235.2708 | 0.00026501 | 31.8345 | 31.7391 | 662.2453 | 0.3125 | calibrated_PETROM_full_month_P90 | 128 | TRUE | 40 | 40 | 40 | FALSE | 2026-08-01 | 717.1712
2026-08-01 06:45 | 2026-08-01 07:00 | 2026-08-01 09:45 | 2026-08-01 | 0.25 | FORMAL | 2026-08-01 06:00 | 13.07 | 2026-08-01_36 | 15 | DA_2026-08-01@5135e8067e27 | 2026-07-31 | 5.2473 | BNR_FX_2026@9bb4cfc29e8f | 91.904 | FCR_2026-08-01T06:00:00Z | tenderStatistics_2026-08@d7daa9807303 | 66.2245 | PUBLISHED_PROXY | 175 | aFRRUp_2026-08-01T06:00:00Z | tenderStatistics_2026-08@d7daa9807303 | 7.2056 | PUBLISHED_PROXY | 175 | aFRRDown_2026-08-01T06:00:00Z | tenderStatistics_2026-08@d7daa9807303 | 2.325 | PUBLISHED_PROXY |  | SOURCE_NULL_NOT_MODELED |  | 133.2114 | PUBLISHED_PROXY | 0.806 | 69.0159 | PUBLISHED_PROXY | 1.53 | marginalPricesOverview_2026-08@4f1f9f7e4d34 | activatedBalancingEnergyOverview_2026-08@914407f42f6a | PUBLISHED_NATIVE | 0.018423 | 0.034971 | 0.053394 | TRUE | TRUE | TRUE | TRUE | TRUE | TRUE | TRUE | TRUE | OK | OK | EUR | 0 | 0 | 0 | 0.13714 | calibrated_directional_minimum_full_month | 175 | 0 | 24 | 24 | TRUE | 14.7248 | 0.11054 | 43.2337 | 0.13714 | calibrated_directional_minimum_full_month | 175 | 24 | 24 | 24 | 2026-08-01_36 | TRUE | -196.05 | -60 | 46235.2917 | 46235.2812 | 0.038051 | 31.7391 | 45.4374 | 662.2453 | 0.3125 | calibrated_PETROM_full_month_P90 | 128 | TRUE | 40 | 40 | 40 | FALSE | 2026-08-01 | 524.1538
2026-08-01 07:00 | 2026-08-01 07:15 | 2026-08-01 10:00 | 2026-08-01 | 0.25 | FORMAL | 2026-08-01 07:00 | 145.41 | 2026-08-01_37 | 15 | DA_2026-08-01@5135e8067e27 | 2026-07-31 | 5.2473 | BNR_FX_2026@9bb4cfc29e8f | 91.904 | FCR_2026-08-01T07:00:00Z | tenderStatistics_2026-08@d7daa9807303 | 66.2245 | PUBLISHED_PROXY | 175 | aFRRUp_2026-08-01T07:00:00Z | tenderStatistics_2026-08@d7daa9807303 | 5.2656 | PUBLISHED_PROXY | 175 | aFRRDown_2026-08-01T07:00:00Z | tenderStatistics_2026-08@d7daa9807303 | 3.0015 | PUBLISHED_PROXY |  | SOURCE_NULL_NOT_MODELED |  | 133.303 | PUBLISHED_PROXY | 1.001 | 76.2297 | PUBLISHED_PROXY | 0.559 | marginalPricesOverview_2026-08@4f1f9f7e4d34 | activatedBalancingEnergyOverview_2026-08@914407f42f6a | PUBLISHED_NATIVE | 0.02288 | 0.012777 | 0.035657 | TRUE | TRUE | TRUE | TRUE | TRUE | TRUE | TRUE | TRUE | OK | OK | EUR | 0 | 0 | 0 | 0.13714 | calibrated_directional_minimum_full_month | 175 | 0 | 24 | 24 | TRUE | 10.6749 | 0.08008 | 18.4295 | 0.13714 | calibrated_directional_minimum_full_month | 175 | 14 | 24 | 24 | 2026-08-01_37 | TRUE | 1672.215 | 46 | 46235.3021 | 46235.2917 | 0.034964 | 45.4374 | 32.8504 | 662.2453 | 0.3125 | calibrated_PETROM_full_month_P90 | 128 | TRUE | 40 | 40 | 40 | FALSE | 2026-08-01 | 2363.5647
2026-08-01 07:15 | 2026-08-01 07:30 | 2026-08-01 10:15 | 2026-08-01 | 0.25 | FORMAL | 2026-08-01 07:00 | 66.07 | 2026-08-01_38 | 15 | DA_2026-08-01@5135e8067e27 | 2026-07-31 | 5.2473 | BNR_FX_2026@9bb4cfc29e8f | 91.904 | FCR_2026-08-01T07:00:00Z | tenderStatistics_2026-08@d7daa9807303 | 66.2245 | PUBLISHED_PROXY | 175 | aFRRUp_2026-08-01T07:00:00Z | tenderStatistics_2026-08@d7daa9807303 | 5.2656 | PUBLISHED_PROXY | 175 | aFRRDown_2026-08-01T07:00:00Z | tenderStatistics_2026-08@d7daa9807303 | 3.0015 | PUBLISHED_PROXY |  | SOURCE_NULL_NOT_MODELED |  | 176.6198 | PUBLISHED_PROXY | 15.666 | 0 | PUBLISHED_PROXY | 0 | marginalPricesOverview_2026-08@4f1f9f7e4d34 | activatedBalancingEnergyOverview_2026-08@914407f42f6a | PUBLISHED_NATIVE | 0.35808 | 0 | 0.35808 | TRUE | TRUE | TRUE | TRUE | TRUE | TRUE | TRUE | TRUE | OK | OK | EUR | 0 | 0 | 0 | 0.13714 | calibrated_directional_minimum_full_month | 175 | 0 | 24 | 24 | TRUE | 221.354 | 1.2533 | 18.4295 | 0.13714 | calibrated_directional_minimum_full_month | 175 | 14 | 24 | 24 | 2026-08-01_38 | TRUE | -45.1917 | -2.736 | 46235.3125 | 46235.3021 | 0.0041666 | 32.8504 | 32.1583 | 662.2453 | 0.3125 | calibrated_PETROM_full_month_P90 | 128 | TRUE | 40 | 40 | 40 | FALSE | 2026-08-01 | 856.8372
2026-08-01 07:30 | 2026-08-01 07:45 | 2026-08-01 10:30 | 2026-08-01 | 0.25 | FORMAL | 2026-08-01 07:00 | 13.26 | 2026-08-01_39 | 15 | DA_2026-08-01@5135e8067e27 | 2026-07-31 | 5.2473 | BNR_FX_2026@9bb4cfc29e8f | 91.904 | FCR_2026-08-01T07:00:00Z | tenderStatistics_2026-08@d7daa9807303 | 66.2245 | PUBLISHED_PROXY | 175 | aFRRUp_2026-08-01T07:00:00Z | tenderStatistics_2026-08@d7daa9807303 | 5.2656 | PUBLISHED_PROXY | 175 | aFRRDown_2026-08-01T07:00:00Z | tenderStatistics_2026-08@d7daa9807303 | 3.0015 | PUBLISHED_PROXY |  | SOURCE_NULL_NOT_MODELED |  | 145.5032 | PUBLISHED_PROXY | 6.349 | 0 | PUBLISHED_PROXY | 0 | marginalPricesOverview_2026-08@4f1f9f7e4d34 | activatedBalancingEnergyOverview_2026-08@914407f42f6a | PUBLISHED_NATIVE | 0.14512 | 0 | 0.14512 | TRUE | TRUE | TRUE | TRUE | TRUE | TRUE | TRUE | TRUE | OK | OK | EUR | 0 | 0 | 0 | 0.13714 | calibrated_directional_minimum_full_month | 175 | 0 | 24 | 24 | TRUE | 73.904 | 0.50792 | 18.4295 | 0.13714 | calibrated_directional_minimum_full_month | 175 | 14 | 24 | 24 | 2026-08-01_39 | TRUE | -198.9 | -60 | 46235.3229 | 46235.3125 | 0.037035 | 32.1583 | 45.491 | 662.2453 | 0.3125 | calibrated_PETROM_full_month_P90 | 128 | TRUE | 40 | 40 | 40 | FALSE | 2026-08-01 | 555.6788
2026-08-01 07:45 | 2026-08-01 08:00 | 2026-08-01 10:45 | 2026-08-01 | 0.25 | FORMAL | 2026-08-01 07:00 | 14.62 | 2026-08-01_40 | 15 | DA_2026-08-01@5135e8067e27 | 2026-07-31 | 5.2473 | BNR_FX_2026@9bb4cfc29e8f | 91.904 | FCR_2026-08-01T07:00:00Z | tenderStatistics_2026-08@d7daa9807303 | 66.2245 | PUBLISHED_PROXY | 175 | aFRRUp_2026-08-01T07:00:00Z | tenderStatistics_2026-08@d7daa9807303 | 5.2656 | PUBLISHED_PROXY | 175 | aFRRDown_2026-08-01T07:00:00Z | tenderStatistics_2026-08@d7daa9807303 | 3.0015 | PUBLISHED_PROXY |  | SOURCE_NULL_NOT_MODELED |  | 133.2114 | PUBLISHED_PROXY | 0.094 | 76.2297 | PUBLISHED_PROXY | 0.124 | marginalPricesOverview_2026-08@4f1f9f7e4d34 | activatedBalancingEnergyOverview_2026-08@914407f42f6a | PUBLISHED_NATIVE | 0.0021486 | 0.0028343 | 0.0049829 | TRUE | TRUE | TRUE | TRUE | TRUE | TRUE | TRUE | TRUE | OK | OK | EUR | 0 | 0 | 0 | 0.13714 | calibrated_directional_minimum_full_month | 175 | 0 | 24 | 24 | TRUE | 1.0017 | 0.00752 | 18.4295 | 0.13714 | calibrated_directional_minimum_full_month | 175 | 14 | 24 | 24 | 2026-08-01_40 | TRUE | -219.3 | -60 | 46235.3333 | 46235.3229 | 0.038314 | 45.491 | 59.2841 | 662.2453 | 0.3125 | calibrated_PETROM_full_month_P90 | 128 | TRUE | 40 | 40 | 40 | FALSE | 2026-08-01 | 462.3766
2026-08-01 08:00 | 2026-08-01 08:15 | 2026-08-01 11:00 | 2026-08-01 | 0.25 | FORMAL | 2026-08-01 08:00 | 121.44 | 2026-08-01_41 | 15 | DA_2026-08-01@5135e8067e27 | 2026-07-31 | 5.2473 | BNR_FX_2026@9bb4cfc29e8f | 91.904 | FCR_2026-08-01T08:00:00Z | tenderStatistics_2026-08@d7daa9807303 | 66.2245 | PUBLISHED_PROXY | 175 | aFRRUp_2026-08-01T08:00:00Z | tenderStatistics_2026-08@d7daa9807303 | 5.1779 | PUBLISHED_PROXY | 175 | aFRRDown_2026-08-01T08:00:00Z | tenderStatistics_2026-08@d7daa9807303 | 3.0073 | PUBLISHED_PROXY |  | SOURCE_NULL_NOT_MODELED |  | 133.3488 | PUBLISHED_PROXY | 3.01 | 76.2297 | PUBLISHED_PROXY | 0.027 | marginalPricesOverview_2026-08@4f1f9f7e4d34 | activatedBalancingEnergyOverview_2026-08@914407f42f6a | PUBLISHED_NATIVE | 0.0688 | 0.00061714 | 0.069417 | TRUE | TRUE | TRUE | TRUE | TRUE | TRUE | TRUE | TRUE | OK | OK | EUR | -0.28227 | 0.0037029 | 18.0436 | 0.13714 | calibrated_directional_minimum_full_month | 175 | 24 | 24 | 24 | TRUE | 0 | 0 | 0 | 0.13714 | calibrated_directional_minimum_full_month | 175 | 0 | 24 | 24 | 2026-08-01_41 | TRUE | 1821.6 | 60 | 46235.3438 | 46235.3333 | 0.045279 | 59.2841 | 42.9838 | 662.2453 | 0.3125 | calibrated_PETROM_full_month_P90 | 128 | TRUE | 40 | 40 | 40 | FALSE | 2026-08-01 | 2501.6066
2026-08-01 08:15 | 2026-08-01 08:30 | 2026-08-01 11:15 | 2026-08-01 | 0.25 | FORMAL | 2026-08-01 08:00 | 63.62 | 2026-08-01_42 | 15 | DA_2026-08-01@5135e8067e27 | 2026-07-31 | 5.2473 | BNR_FX_2026@9bb4cfc29e8f | 91.904 | FCR_2026-08-01T08:00:00Z | tenderStatistics_2026-08@d7daa9807303 | 66.2245 | PUBLISHED_PROXY | 175 | aFRRUp_2026-08-01T08:00:00Z | tenderStatistics_2026-08@d7daa9807303 | 5.1779 | PUBLISHED_PROXY | 175 | aFRRDown_2026-08-01T08:00:00Z | tenderStatistics_2026-08@d7daa9807303 | 3.0073 | PUBLISHED_PROXY |  | SOURCE_NULL_NOT_MODELED |  | 135.9352 | PUBLISHED_PROXY | 5.881 | 0 | PUBLISHED_PROXY | 0 | marginalPricesOverview_2026-08@4f1f9f7e4d34 | activatedBalancingEnergyOverview_2026-08@914407f42f6a | PUBLISHED_NATIVE | 0.13442 | 0 | 0.13442 | TRUE | TRUE | TRUE | TRUE | TRUE | TRUE | TRUE | TRUE | OK | OK | EUR | 0 | 0 | 18.0436 | 0.13714 | calibrated_directional_minimum_full_month | 175 | 24 | 24 | 24 | TRUE | 0 | 0 | 0 | 0.13714 | calibrated_directional_minimum_full_month | 175 | 0 | 24 | 24 | 2026-08-01_42 | TRUE | 0 | 0 | 46235.3542 | 46235.3438 | 0 | 42.9838 | 42.9838 | 662.2453 | 0.3125 | calibrated_PETROM_full_month_P90 | 128 | TRUE | 40 | 40 | 40 | FALSE | 2026-08-01 | 680.2889
2026-08-01 08:30 | 2026-08-01 08:45 | 2026-08-01 11:30 | 2026-08-01 | 0.25 | FORMAL | 2026-08-01 08:00 | 59.18 | 2026-08-01_43 | 15 | DA_2026-08-01@5135e8067e27 | 2026-07-31 | 5.2473 | BNR_FX_2026@9bb4cfc29e8f | 91.904 | FCR_2026-08-01T08:00:00Z | tenderStatistics_2026-08@d7daa9807303 | 66.2245 | PUBLISHED_PROXY | 175 | aFRRUp_2026-08-01T08:00:00Z | tenderStatistics_2026-08@d7daa9807303 | 5.1779 | PUBLISHED_PROXY | 175 | aFRRDown_2026-08-01T08:00:00Z | tenderStatistics_2026-08@d7daa9807303 | 3.0073 | PUBLISHED_PROXY |  | SOURCE_NULL_NOT_MODELED |  | 133.3028 | PUBLISHED_PROXY | 2.64 | 76.2297 | PUBLISHED_PROXY | 0.007 | marginalPricesOverview_2026-08@4f1f9f7e4d34 | activatedBalancingEnergyOverview_2026-08@914407f42f6a | PUBLISHED_NATIVE | 0.060343 | 0.00016 | 0.060503 | TRUE | TRUE | TRUE | TRUE | TRUE | TRUE | TRUE | TRUE | OK | OK | EUR | -0.07318 | 0.00096 | 18.0436 | 0.13714 | calibrated_directional_minimum_full_month | 175 | 24 | 24 | 24 | TRUE | 0 | 0 | 0 | 0.13714 | calibrated_directional_minimum_full_month | 175 | 0 | 24 | 24 | 2026-08-01_43 | TRUE | -532.62 | -36 | 46235.3646 | 46235.3542 | 0.023002 | 42.9838 | 51.2647 | 662.2453 | 0.3125 | calibrated_PETROM_full_month_P90 | 128 | TRUE | 40 | 40 | 40 | FALSE | 2026-08-01 | 147.5957
2026-08-01 08:45 | 2026-08-01 09:00 | 2026-08-01 11:45 | 2026-08-01 | 0.25 | FORMAL | 2026-08-01 08:00 | 62.19 | 2026-08-01_44 | 15 | DA_2026-08-01@5135e8067e27 | 2026-07-31 | 5.2473 | BNR_FX_2026@9bb4cfc29e8f | 91.904 | FCR_2026-08-01T08:00:00Z | tenderStatistics_2026-08@d7daa9807303 | 66.2245 | PUBLISHED_PROXY | 175 | aFRRUp_2026-08-01T08:00:00Z | tenderStatistics_2026-08@d7daa9807303 | 5.1779 | PUBLISHED_PROXY | 175 | aFRRDown_2026-08-01T08:00:00Z | tenderStatistics_2026-08@d7daa9807303 | 3.0073 | PUBLISHED_PROXY |  | SOURCE_NULL_NOT_MODELED |  | 133.3036 | PUBLISHED_PROXY | 2.122 | 55.6639 | PUBLISHED_PROXY | 2.877 | marginalPricesOverview_2026-08@4f1f9f7e4d34 | activatedBalancingEnergyOverview_2026-08@914407f42f6a | PUBLISHED_NATIVE | 0.048503 | 0.06576 | 0.11426 | TRUE | TRUE | TRUE | TRUE | TRUE | TRUE | TRUE | TRUE | OK | OK | EUR | -21.9627 | 0.39456 | 18.0436 | 0.13714 | calibrated_directional_minimum_full_month | 175 | 24 | 24 | 24 | TRUE | 0 | 0 | 0 | 0.13714 | calibrated_directional_minimum_full_month | 175 | 0 | 24 | 24 | 2026-08-01_44 | TRUE | 0 | 0 | 46235.375 | 46235.3646 | 0.0010083 | 51.2647 | 51.6277 | 662.2453 | 0.3125 | calibrated_PETROM_full_month_P90 | 128 | TRUE | 40 | 40 | 40 | FALSE | 2026-08-01 | 658.3262
2026-08-01 09:00 | 2026-08-01 09:15 | 2026-08-01 12:00 | 2026-08-01 | 0.25 | FORMAL | 2026-08-01 09:00 | 90.74 | 2026-08-01_45 | 15 | DA_2026-08-01@5135e8067e27 | 2026-07-31 | 5.2473 | BNR_FX_2026@9bb4cfc29e8f | 91.904 | FCR_2026-08-01T09:00:00Z | tenderStatistics_2026-08@d7daa9807303 | 66.2245 | PUBLISHED_PROXY | 175 | aFRRUp_2026-08-01T09:00:00Z | tenderStatistics_2026-08@d7daa9807303 | 5.2275 | PUBLISHED_PROXY | 175 | aFRRDown_2026-08-01T09:00:00Z | tenderStatistics_2026-08@d7daa9807303 | 6.874 | PUBLISHED_PROXY |  | SOURCE_NULL_NOT_MODELED |  | 0 | PUBLISHED_PROXY | 0 | 61.8055 | PUBLISHED_PROXY | 9.046 | marginalPricesOverview_2026-08@4f1f9f7e4d34 | activatedBalancingEnergyOverview_2026-08@914407f42f6a | PUBLISHED_NATIVE | 0 | 0.20677 | 0.20677 | TRUE | TRUE | TRUE | TRUE | TRUE | TRUE | TRUE | TRUE | OK | OK | EUR | -76.6756 | 1.2406 | 41.2441 | 0.13714 | calibrated_directional_minimum_full_month | 175 | 24 | 24 | 24 | TRUE | 0 | 0 | 22.2167 | 0.13714 | calibrated_directional_minimum_full_month | 175 | 17 | 24 | 24 | 2026-08-01_45 | TRUE | 975.455 | 43 | 46235.3854 | 46235.375 | 0.028712 | 51.6277 | 41.2913 | 662.2453 | 0.3125 | calibrated_PETROM_full_month_P90 | 128 | TRUE | 40 | 40 | 40 | FALSE | 2026-08-01 | 1624.4855
2026-08-01 09:15 | 2026-08-01 09:30 | 2026-08-01 12:15 | 2026-08-01 | 0.25 | FORMAL | 2026-08-01 09:00 | 74.41 | 2026-08-01_46 | 15 | DA_2026-08-01@5135e8067e27 | 2026-07-31 | 5.2473 | BNR_FX_2026@9bb4cfc29e8f | 91.904 | FCR_2026-08-01T09:00:00Z | tenderStatistics_2026-08@d7daa9807303 | 66.2245 | PUBLISHED_PROXY | 175 | aFRRUp_2026-08-01T09:00:00Z | tenderStatistics_2026-08@d7daa9807303 | 5.2275 | PUBLISHED_PROXY | 175 | aFRRDown_2026-08-01T09:00:00Z | tenderStatistics_2026-08@d7daa9807303 | 6.874 | PUBLISHED_PROXY |  | SOURCE_NULL_NOT_MODELED |  | 0 | PUBLISHED_PROXY | 0 | 52.3765 | PUBLISHED_PROXY | 14.306 | marginalPricesOverview_2026-08@4f1f9f7e4d34 | activatedBalancingEnergyOverview_2026-08@914407f42f6a | PUBLISHED_NATIVE | 0 | 0.32699 | 0.32699 | TRUE | TRUE | TRUE | TRUE | TRUE | TRUE | TRUE | TRUE | OK | OK | EUR | -102.7608 | 1.962 | 41.2441 | 0.13714 | calibrated_directional_minimum_full_month | 175 | 24 | 24 | 24 | TRUE | 0 | 0 | 22.2167 | 0.13714 | calibrated_directional_minimum_full_month | 175 | 17 | 24 | 24 | 2026-08-01_46 | TRUE | 799.9075 | 43 | 46235.3958 | 46235.3854 | 0.026534 | 41.2913 | 31.7391 | 662.2453 | 0.3125 | calibrated_PETROM_full_month_P90 | 128 | TRUE | 40 | 40 | 40 | FALSE | 2026-08-01 | 1422.8528
2026-08-01 09:30 | 2026-08-01 09:45 | 2026-08-01 12:30 | 2026-08-01 | 0.25 | FORMAL | 2026-08-01 09:00 | 56.04 | 2026-08-01_47 | 15 | DA_2026-08-01@5135e8067e27 | 2026-07-31 | 5.2473 | BNR_FX_2026@9bb4cfc29e8f | 91.904 | FCR_2026-08-01T09:00:00Z | tenderStatistics_2026-08@d7daa9807303 | 66.2245 | PUBLISHED_PROXY | 175 | aFRRUp_2026-08-01T09:00:00Z | tenderStatistics_2026-08@d7daa9807303 | 5.2275 | PUBLISHED_PROXY | 175 | aFRRDown_2026-08-01T09:00:00Z | tenderStatistics_2026-08@d7daa9807303 | 6.874 | PUBLISHED_PROXY |  | SOURCE_NULL_NOT_MODELED |  | 0 | PUBLISHED_PROXY | 0 | 47.7 | PUBLISHED_PROXY | 21.152 | marginalPricesOverview_2026-08@4f1f9f7e4d34 | activatedBalancingEnergyOverview_2026-08@914407f42f6a | PUBLISHED_NATIVE | 0 | 0.48347 | 0.48347 | TRUE | TRUE | TRUE | TRUE | TRUE | TRUE | TRUE | TRUE | OK | OK | EUR | -138.3702 | 2.9008 | 41.2441 | 0.13714 | calibrated_directional_minimum_full_month | 175 | 24 | 24 | 24 | TRUE | 0 | 0 | 22.2167 | 0.13714 | calibrated_directional_minimum_full_month | 175 | 17 | 24 | 24 | 2026-08-01_47 | TRUE | 148.6313 | 10.6089 | 46235.4062 | 46235.3958 | 0.0082726 | 31.7391 | 31.7391 | 662.2453 | 0.3125 | calibrated_PETROM_full_month_P90 | 128 | TRUE | 40 | 40 | 40 | FALSE | 2026-08-01 | 735.9671
2026-08-01 09:45 | 2026-08-01 10:00 | 2026-08-01 12:45 | 2026-08-01 | 0.25 | FORMAL | 2026-08-01 09:00 | 28.94 | 2026-08-01_48 | 15 | DA_2026-08-01@5135e8067e27 | 2026-07-31 | 5.2473 | BNR_FX_2026@9bb4cfc29e8f | 91.904 | FCR_2026-08-01T09:00:00Z | tenderStatistics_2026-08@d7daa9807303 | 66.2245 | PUBLISHED_PROXY | 175 | aFRRUp_2026-08-01T09:00:00Z | tenderStatistics_2026-08@d7daa9807303 | 5.2275 | PUBLISHED_PROXY | 175 | aFRRDown_2026-08-01T09:00:00Z | tenderStatistics_2026-08@d7daa9807303 | 6.874 | PUBLISHED_PROXY |  | SOURCE_NULL_NOT_MODELED |  | 0 | PUBLISHED_PROXY | 0 | 35.2679 | PUBLISHED_PROXY | 22.878 | marginalPricesOverview_2026-08@4f1f9f7e4d34 | activatedBalancingEnergyOverview_2026-08@914407f42f6a | PUBLISHED_NATIVE | 0 | 0.52293 | 0.52293 | TRUE | TRUE | TRUE | TRUE | TRUE | TRUE | TRUE | TRUE | OK | OK | EUR | -110.6548 | 3.1376 | 41.2441 | 0.13714 | calibrated_directional_minimum_full_month | 175 | 24 | 24 | 24 | TRUE | 0 | 0 | 22.2167 | 0.13714 | calibrated_directional_minimum_full_month | 175 | 17 | 24 | 24 | 2026-08-01_48 | TRUE | -80.1945 | -11.0842 | 46235.4167 | 46235.4062 | 0.0151 | 31.7391 | 37.1751 | 662.2453 | 0.3125 | calibrated_PETROM_full_month_P90 | 128 | TRUE | 40 | 40 | 40 | FALSE | 2026-08-01 | 534.8568
2026-08-01 10:00 | 2026-08-01 10:15 | 2026-08-01 13:00 | 2026-08-01 | 0.25 | FORMAL | 2026-08-01 10:00 | 35.91 | 2026-08-01_49 | 15 | DA_2026-08-01@5135e8067e27 | 2026-07-31 | 5.2473 | BNR_FX_2026@9bb4cfc29e8f | 91.904 | FCR_2026-08-01T10:00:00Z | tenderStatistics_2026-08@d7daa9807303 | 66.2245 | PUBLISHED_PROXY | 175 | aFRRUp_2026-08-01T10:00:00Z | tenderStatistics_2026-08@d7daa9807303 | 5.1627 | PUBLISHED_PROXY | 175 | aFRRDown_2026-08-01T10:00:00Z | tenderStatistics_2026-08@d7daa9807303 | 6.8607 | PUBLISHED_PROXY |  | SOURCE_NULL_NOT_MODELED |  | 0 | PUBLISHED_PROXY | 0 | -267.7095 | PUBLISHED_PROXY | 29.159 | marginalPricesOverview_2026-08@4f1f9f7e4d34 | activatedBalancingEnergyOverview_2026-08@914407f42f6a | PUBLISHED_NATIVE | 0 | 0.66649 | 0.66649 | TRUE | TRUE | TRUE | TRUE | TRUE | TRUE | TRUE | TRUE | OK | OK | EUR | 1070.5565 | 3.9989 | 41.164 | 0.13714 | calibrated_directional_minimum_full_month | 175 | 24 | 24 | 24 | TRUE | 0 | 0 | 30.9759 | 0.13714 | calibrated_directional_minimum_full_month | 175 | 24 | 24 | 24 | 2026-08-01_49 | TRUE | 323.19 | 36 | 46235.4271 | 46235.4167 | 0.0151 | 37.1751 | 31.7391 | 662.2453 | 0.3125 | calibrated_PETROM_full_month_P90 | 128 | TRUE | 40 | 40 | 40 | FALSE | 2026-08-01 | 2128.1318
2026-08-01 10:15 | 2026-08-01 10:30 | 2026-08-01 13:15 | 2026-08-01 | 0.25 | FORMAL | 2026-08-01 10:00 | 22.63 | 2026-08-01_50 | 15 | DA_2026-08-01@5135e8067e27 | 2026-07-31 | 5.2473 | BNR_FX_2026@9bb4cfc29e8f | 91.904 | FCR_2026-08-01T10:00:00Z | tenderStatistics_2026-08@d7daa9807303 | 66.2245 | PUBLISHED_PROXY | 175 | aFRRUp_2026-08-01T10:00:00Z | tenderStatistics_2026-08@d7daa9807303 | 5.1627 | PUBLISHED_PROXY | 175 | aFRRDown_2026-08-01T10:00:00Z | tenderStatistics_2026-08@d7daa9807303 | 6.8607 | PUBLISHED_PROXY |  | SOURCE_NULL_NOT_MODELED |  | 0 | PUBLISHED_PROXY | 0 | -462.285 | PUBLISHED_PROXY | 32.824 | marginalPricesOverview_2026-08@4f1f9f7e4d34 | activatedBalancingEnergyOverview_2026-08@914407f42f6a | PUBLISHED_NATIVE | 0 | 0.75026 | 0.75026 | TRUE | TRUE | TRUE | TRUE | TRUE | TRUE | TRUE | TRUE | OK | OK | EUR | 2081.0115 | 4.5016 | 41.164 | 0.13714 | calibrated_directional_minimum_full_month | 175 | 24 | 24 | 24 | TRUE | 0 | 0 | 30.9759 | 0.13714 | calibrated_directional_minimum_full_month | 175 | 24 | 24 | 24 | 2026-08-01_50 | TRUE | -203.67 | -36 | 46235.4375 | 46235.4271 | 0.034504 | 31.7391 | 44.1606 | 662.2453 | 0.3125 | calibrated_PETROM_full_month_P90 | 128 | TRUE | 40 | 40 | 40 | FALSE | 2026-08-01 | 2611.7268
2026-08-01 10:30 | 2026-08-01 10:45 | 2026-08-01 13:30 | 2026-08-01 | 0.25 | FORMAL | 2026-08-01 10:00 | 14.99 | 2026-08-01_51 | 15 | DA_2026-08-01@5135e8067e27 | 2026-07-31 | 5.2473 | BNR_FX_2026@9bb4cfc29e8f | 91.904 | FCR_2026-08-01T10:00:00Z | tenderStatistics_2026-08@d7daa9807303 | 66.2245 | PUBLISHED_PROXY | 175 | aFRRUp_2026-08-01T10:00:00Z | tenderStatistics_2026-08@d7daa9807303 | 5.1627 | PUBLISHED_PROXY | 175 | aFRRDown_2026-08-01T10:00:00Z | tenderStatistics_2026-08@d7daa9807303 | 6.8607 | PUBLISHED_PROXY |  | SOURCE_NULL_NOT_MODELED |  | 0 | PUBLISHED_PROXY | 0 | -6.6495 | PUBLISHED_PROXY | 11.216 | marginalPricesOverview_2026-08@4f1f9f7e4d34 | activatedBalancingEnergyOverview_2026-08@914407f42f6a | PUBLISHED_NATIVE | 0 | 0.25637 | 0.25637 | TRUE | TRUE | TRUE | TRUE | TRUE | TRUE | TRUE | TRUE | OK | OK | EUR | 10.2282 | 1.5382 | 41.164 | 0.13714 | calibrated_directional_minimum_full_month | 175 | 24 | 24 | 24 | TRUE | 0 | 0 | 30.9759 | 0.13714 | calibrated_directional_minimum_full_month | 175 | 24 | 24 | 24 | 2026-08-01_51 | TRUE | -134.91 | -36 | 46235.4479 | 46235.4375 | 0.026931 | 44.1606 | 53.8557 | 662.2453 | 0.3125 | calibrated_PETROM_full_month_P90 | 128 | TRUE | 40 | 40 | 40 | FALSE | 2026-08-01 | 609.7035
2026-08-01 10:45 | 2026-08-01 11:00 | 2026-08-01 13:45 | 2026-08-01 | 0.25 | FORMAL | 2026-08-01 10:00 | 13 | 2026-08-01_52 | 15 | DA_2026-08-01@5135e8067e27 | 2026-07-31 | 5.2473 | BNR_FX_2026@9bb4cfc29e8f | 91.904 | FCR_2026-08-01T10:00:00Z | tenderStatistics_2026-08@d7daa9807303 | 66.2245 | PUBLISHED_PROXY | 175 | aFRRUp_2026-08-01T10:00:00Z | tenderStatistics_2026-08@d7daa9807303 | 5.1627 | PUBLISHED_PROXY | 175 | aFRRDown_2026-08-01T10:00:00Z | tenderStatistics_2026-08@d7daa9807303 | 6.8607 | PUBLISHED_PROXY |  | SOURCE_NULL_NOT_MODELED |  | 0 | PUBLISHED_PROXY | 0 | -20.2468 | PUBLISHED_PROXY | 18.741 | marginalPricesOverview_2026-08@4f1f9f7e4d34 | activatedBalancingEnergyOverview_2026-08@914407f42f6a | PUBLISHED_NATIVE | 0 | 0.42837 | 0.42837 | TRUE | TRUE | TRUE | TRUE | TRUE | TRUE | TRUE | TRUE | OK | OK | EUR | 52.0382 | 2.5702 | 41.164 | 0.13714 | calibrated_directional_minimum_full_month | 175 | 24 | 24 | 24 | TRUE | 0 | 0 | 30.9759 | 0.13714 | calibrated_directional_minimum_full_month | 175 | 24 | 24 | 24 | 2026-08-01_52 | TRUE | -117 | -36 | 46235.4583 | 46235.4479 | 0.029568 | 53.8557 | 64.5003 | 662.2453 | 0.3125 | calibrated_PETROM_full_month_P90 | 128 | TRUE | 40 | 40 | 40 | FALSE | 2026-08-01 | 669.4235
2026-08-01 11:00 | 2026-08-01 11:15 | 2026-08-01 14:00 | 2026-08-01 | 0.25 | FORMAL | 2026-08-01 11:00 | 14.94 | 2026-08-01_53 | 15 | DA_2026-08-01@5135e8067e27 | 2026-07-31 | 5.2473 | BNR_FX_2026@9bb4cfc29e8f | 91.904 | FCR_2026-08-01T11:00:00Z | tenderStatistics_2026-08@d7daa9807303 | 66.2245 | PUBLISHED_PROXY | 175 | aFRRUp_2026-08-01T11:00:00Z | tenderStatistics_2026-08@d7daa9807303 | 5.1627 | PUBLISHED_PROXY | 175 | aFRRDown_2026-08-01T11:00:00Z | tenderStatistics_2026-08@d7daa9807303 | 6.8607 | PUBLISHED_PROXY |  | SOURCE_NULL_NOT_MODELED |  | 0 | PUBLISHED_PROXY | 0 | 6.8698 | PUBLISHED_PROXY | 9.475 | marginalPricesOverview_2026-08@4f1f9f7e4d34 | activatedBalancingEnergyOverview_2026-08@914407f42f6a | PUBLISHED_NATIVE | 0 | 0.21657 | 0.21657 | TRUE | TRUE | TRUE | TRUE | TRUE | TRUE | TRUE | TRUE | OK | OK | EUR | -8.9268 | 1.2994 | 41.164 | 0.13714 | calibrated_directional_minimum_full_month | 175 | 24 | 24 | 24 | TRUE | 0 | 0 | 30.9759 | 0.13714 | calibrated_directional_minimum_full_month | 175 | 24 | 24 | 24 | 2026-08-01_53 | TRUE | -134.46 | -36 | 46235.4688 | 46235.4583 | 0.026321 | 64.5003 | 73.9758 | 662.2453 | 0.3125 | calibrated_PETROM_full_month_P90 | 128 | TRUE | 40 | 40 | 40 | FALSE | 2026-08-01 | 590.9985
2026-08-01 11:15 | 2026-08-01 11:30 | 2026-08-01 14:15 | 2026-08-01 | 0.25 | FORMAL | 2026-08-01 11:00 | 14.93 | 2026-08-01_54 | 15 | DA_2026-08-01@5135e8067e27 | 2026-07-31 | 5.2473 | BNR_FX_2026@9bb4cfc29e8f | 91.904 | FCR_2026-08-01T11:00:00Z | tenderStatistics_2026-08@d7daa9807303 | 66.2245 | PUBLISHED_PROXY | 175 | aFRRUp_2026-08-01T11:00:00Z | tenderStatistics_2026-08@d7daa9807303 | 5.1627 | PUBLISHED_PROXY | 175 | aFRRDown_2026-08-01T11:00:00Z | tenderStatistics_2026-08@d7daa9807303 | 6.8607 | PUBLISHED_PROXY |  | SOURCE_NULL_NOT_MODELED |  | 0 | PUBLISHED_PROXY | 0 | -1.7112 | PUBLISHED_PROXY | 6.69 | marginalPricesOverview_2026-08@4f1f9f7e4d34 | activatedBalancingEnergyOverview_2026-08@914407f42f6a | PUBLISHED_NATIVE | 0 | 0.15291 | 0.15291 | TRUE | TRUE | TRUE | TRUE | TRUE | TRUE | TRUE | TRUE | OK | OK | EUR | 1.57 | 0.91749 | 41.164 | 0.13714 | calibrated_directional_minimum_full_month | 175 | 24 | 24 | 24 | TRUE | 0 | 0 | 30.9759 | 0.13714 | calibrated_directional_minimum_full_month | 175 | 24 | 24 | 24 | 2026-08-01_54 | TRUE | -134.37 | -36 | 46235.4792 | 46235.4688 | 0.025345 | 73.9758 | 83.0999 | 662.2453 | 0.3125 | calibrated_PETROM_full_month_P90 | 128 | TRUE | 40 | 40 | 40 | FALSE | 2026-08-01 | 601.5853
2026-08-01 11:30 | 2026-08-01 11:45 | 2026-08-01 14:30 | 2026-08-01 | 0.25 | FORMAL | 2026-08-01 11:00 | 15.27 | 2026-08-01_55 | 15 | DA_2026-08-01@5135e8067e27 | 2026-07-31 | 5.2473 | BNR_FX_2026@9bb4cfc29e8f | 91.904 | FCR_2026-08-01T11:00:00Z | tenderStatistics_2026-08@d7daa9807303 | 66.2245 | PUBLISHED_PROXY | 175 | aFRRUp_2026-08-01T11:00:00Z | tenderStatistics_2026-08@d7daa9807303 | 5.1627 | PUBLISHED_PROXY | 175 | aFRRDown_2026-08-01T11:00:00Z | tenderStatistics_2026-08@d7daa9807303 | 6.8607 | PUBLISHED_PROXY |  | SOURCE_NULL_NOT_MODELED |  | 0 | PUBLISHED_PROXY | 0 | -27.5464 | PUBLISHED_PROXY | 18.054 | marginalPricesOverview_2026-08@4f1f9f7e4d34 | activatedBalancingEnergyOverview_2026-08@914407f42f6a | PUBLISHED_NATIVE | 0 | 0.41266 | 0.41266 | TRUE | TRUE | TRUE | TRUE | TRUE | TRUE | TRUE | TRUE | OK | OK | EUR | 68.2042 | 2.476 | 41.164 | 0.13714 | calibrated_directional_minimum_full_month | 175 | 24 | 24 | 24 | TRUE | 0 | 0 | 30.9759 | 0.13714 | calibrated_directional_minimum_full_month | 175 | 24 | 24 | 24 | 2026-08-01_55 | TRUE | -137.43 | -36 | 46235.4896 | 46235.4792 | 0.029327 | 83.0999 | 93.6578 | 662.2453 | 0.3125 | calibrated_PETROM_full_month_P90 | 128 | TRUE | 40 | 40 | 40 | FALSE | 2026-08-01 | 665.1595
2026-08-01 11:45 | 2026-08-01 12:00 | 2026-08-01 14:45 | 2026-08-01 | 0.25 | FORMAL | 2026-08-01 11:00 | 15.26 | 2026-08-01_56 | 15 | DA_2026-08-01@5135e8067e27 | 2026-07-31 | 5.2473 | BNR_FX_2026@9bb4cfc29e8f | 91.904 | FCR_2026-08-01T11:00:00Z | tenderStatistics_2026-08@d7daa9807303 | 66.2245 | PUBLISHED_PROXY | 175 | aFRRUp_2026-08-01T11:00:00Z | tenderStatistics_2026-08@d7daa9807303 | 5.1627 | PUBLISHED_PROXY | 175 | aFRRDown_2026-08-01T11:00:00Z | tenderStatistics_2026-08@d7daa9807303 | 6.8607 | PUBLISHED_PROXY |  | SOURCE_NULL_NOT_MODELED |  | 0 | PUBLISHED_PROXY | 0 | -12.3862 | PUBLISHED_PROXY | 12.256 | marginalPricesOverview_2026-08@4f1f9f7e4d34 | activatedBalancingEnergyOverview_2026-08@914407f42f6a | PUBLISHED_NATIVE | 0 | 0.28014 | 0.28014 | TRUE | TRUE | TRUE | TRUE | TRUE | TRUE | TRUE | TRUE | OK | OK | EUR | 20.819 | 1.6808 | 41.164 | 0.13714 | calibrated_directional_minimum_full_month | 175 | 24 | 24 | 24 | TRUE | 0 | 0 | 30.9759 | 0.13714 | calibrated_directional_minimum_full_month | 175 | 24 | 24 | 24 | 2026-08-01_56 | TRUE | -137.34 | -36 | 46235.5 | 46235.4896 | 0.027295 | 93.6578 | 103.4841 | 662.2453 | 0.3125 | calibrated_PETROM_full_month_P90 | 128 | TRUE | 40 | 40 | 40 | FALSE | 2026-08-01 | 617.8643
2026-08-01 12:00 | 2026-08-01 12:15 | 2026-08-01 15:00 | 2026-08-01 | 0.25 | FORMAL | 2026-08-01 12:00 | 12.94 | 2026-08-01_57 | 15 | DA_2026-08-01@5135e8067e27 | 2026-07-31 | 5.2473 | BNR_FX_2026@9bb4cfc29e8f | 91.904 | FCR_2026-08-01T12:00:00Z | tenderStatistics_2026-08@d7daa9807303 | 66.2245 | PUBLISHED_PROXY | 175 | aFRRUp_2026-08-01T12:00:00Z | tenderStatistics_2026-08@d7daa9807303 | 5.0655 | PUBLISHED_PROXY | 175 | aFRRDown_2026-08-01T12:00:00Z | tenderStatistics_2026-08@d7daa9807303 | 6.8607 | PUBLISHED_PROXY |  | SOURCE_NULL_NOT_MODELED |  | 133.2114 | PUBLISHED_PROXY | 0.052 | 45.6764 | PUBLISHED_PROXY | 1.73 | marginalPricesOverview_2026-08@4f1f9f7e4d34 | activatedBalancingEnergyOverview_2026-08@914407f42f6a | PUBLISHED_NATIVE | 0.0011886 | 0.039543 | 0.040731 | TRUE | TRUE | TRUE | TRUE | TRUE | TRUE | TRUE | TRUE | OK | OK | EUR | -10.3855 | 0.22737 | 39.4489 | 0.13714 | calibrated_directional_minimum_full_month | 175 | 23 | 24 | 24 | TRUE | 0.94999 | 0.0071314 | 30.3928 | 0.13714 | calibrated_directional_minimum_full_month | 175 | 24 | 24 | 24 | 2026-08-01_57 | TRUE | -119.695 | -37 | 46235.5104 | 46235.5 | 0.024202 | 103.4841 | 112.1967 | 662.2453 | 0.3125 | calibrated_PETROM_full_month_P90 | 128 | TRUE | 40 | 40 | 40 | FALSE | 2026-08-01 | 602.9564
2026-08-01 12:15 | 2026-08-01 12:30 | 2026-08-01 15:15 | 2026-08-01 | 0.25 | FORMAL | 2026-08-01 12:00 | 12.93 | 2026-08-01_58 | 15 | DA_2026-08-01@5135e8067e27 | 2026-07-31 | 5.2473 | BNR_FX_2026@9bb4cfc29e8f | 91.904 | FCR_2026-08-01T12:00:00Z | tenderStatistics_2026-08@d7daa9807303 | 66.2245 | PUBLISHED_PROXY | 175 | aFRRUp_2026-08-01T12:00:00Z | tenderStatistics_2026-08@d7daa9807303 | 5.0655 | PUBLISHED_PROXY | 175 | aFRRDown_2026-08-01T12:00:00Z | tenderStatistics_2026-08@d7daa9807303 | 6.8607 | PUBLISHED_PROXY |  | SOURCE_NULL_NOT_MODELED |  | 0 | PUBLISHED_PROXY | 0 | 25.6932 | PUBLISHED_PROXY | 2.483 | marginalPricesOverview_2026-08@4f1f9f7e4d34 | activatedBalancingEnergyOverview_2026-08@914407f42f6a | PUBLISHED_NATIVE | 0 | 0.056754 | 0.056754 | TRUE | TRUE | TRUE | TRUE | TRUE | TRUE | TRUE | TRUE | OK | OK | EUR | -8.3846 | 0.32634 | 39.4489 | 0.13714 | calibrated_directional_minimum_full_month | 175 | 23 | 24 | 24 | TRUE | 0 | 0 | 30.3928 | 0.13714 | calibrated_directional_minimum_full_month | 175 | 24 | 24 | 24 | 2026-08-01_58 | TRUE | -119.6025 | -37 | 46235.5208 | 46235.5104 | 0.024473 | 112.1967 | 121.007 | 662.2453 | 0.3125 | calibrated_PETROM_full_month_P90 | 128 | TRUE | 40 | 40 | 40 | FALSE | 2026-08-01 | 604.0998
2026-08-01 12:30 | 2026-08-01 12:45 | 2026-08-01 15:30 | 2026-08-01 | 0.25 | FORMAL | 2026-08-01 12:00 | 14.92 | 2026-08-01_59 | 15 | DA_2026-08-01@5135e8067e27 | 2026-07-31 | 5.2473 | BNR_FX_2026@9bb4cfc29e8f | 91.904 | FCR_2026-08-01T12:00:00Z | tenderStatistics_2026-08@d7daa9807303 | 66.2245 | PUBLISHED_PROXY | 175 | aFRRUp_2026-08-01T12:00:00Z | tenderStatistics_2026-08@d7daa9807303 | 5.0655 | PUBLISHED_PROXY | 175 | aFRRDown_2026-08-01T12:00:00Z | tenderStatistics_2026-08@d7daa9807303 | 6.8607 | PUBLISHED_PROXY |  | SOURCE_NULL_NOT_MODELED |  | 0 | PUBLISHED_PROXY | 0 | -5.64 | PUBLISHED_PROXY | 8.356 | marginalPricesOverview_2026-08@4f1f9f7e4d34 | activatedBalancingEnergyOverview_2026-08@914407f42f6a | PUBLISHED_NATIVE | 0 | 0.19099 | 0.19099 | TRUE | TRUE | TRUE | TRUE | TRUE | TRUE | TRUE | TRUE | OK | OK | EUR | 6.194 | 1.0982 | 39.4489 | 0.13714 | calibrated_directional_minimum_full_month | 175 | 23 | 24 | 24 | TRUE | 0 | 0 | 30.3928 | 0.13714 | calibrated_directional_minimum_full_month | 175 | 24 | 24 | 24 | 2026-08-01_59 | TRUE | -138.01 | -37 | 46235.5312 | 46235.5208 | 0.026445 | 121.007 | 130.5273 | 662.2453 | 0.3125 | calibrated_PETROM_full_month_P90 | 128 | TRUE | 40 | 40 | 40 | FALSE | 2026-08-01 | 600.271
2026-08-01 12:45 | 2026-08-01 13:00 | 2026-08-01 15:45 | 2026-08-01 | 0.25 | FORMAL | 2026-08-01 12:00 | 26.16 | 2026-08-01_60 | 15 | DA_2026-08-01@5135e8067e27 | 2026-07-31 | 5.2473 | BNR_FX_2026@9bb4cfc29e8f | 91.904 | FCR_2026-08-01T12:00:00Z | tenderStatistics_2026-08@d7daa9807303 | 66.2245 | PUBLISHED_PROXY | 175 | aFRRUp_2026-08-01T12:00:00Z | tenderStatistics_2026-08@d7daa9807303 | 5.0655 | PUBLISHED_PROXY | 175 | aFRRDown_2026-08-01T12:00:00Z | tenderStatistics_2026-08@d7daa9807303 | 6.8607 | PUBLISHED_PROXY |  | SOURCE_NULL_NOT_MODELED |  | 133.2114 | PUBLISHED_PROXY | 0.135 | 21.8427 | PUBLISHED_PROXY | 2.542 | marginalPricesOverview_2026-08@4f1f9f7e4d34 | activatedBalancingEnergyOverview_2026-08@914407f42f6a | PUBLISHED_NATIVE | 0.0030857 | 0.058103 | 0.061189 | TRUE | TRUE | TRUE | TRUE | TRUE | TRUE | TRUE | TRUE | OK | OK | EUR | -7.2974 | 0.33409 | 39.4489 | 0.13714 | calibrated_directional_minimum_full_month | 175 | 23 | 24 | 24 | TRUE | 2.4663 | 0.018514 | 30.3928 | 0.13714 | calibrated_directional_minimum_full_month | 175 | 24 | 24 | 24 | 2026-08-01_60 | TRUE | 0 | 0 | 46235.5417 | 46235.5312 | 0.00090969 | 130.5273 | 130.8146 | 662.2453 | 0.3125 | calibrated_PETROM_full_month_P90 | 128 | TRUE | 40 | 40 | 40 | FALSE | 2026-08-01 | 727.2558
2026-08-01 13:00 | 2026-08-01 13:15 | 2026-08-01 16:00 | 2026-08-01 | 0.25 | FORMAL | 2026-08-01 13:00 | 11.26 | 2026-08-01_61 | 15 | DA_2026-08-01@5135e8067e27 | 2026-07-31 | 5.2473 | BNR_FX_2026@9bb4cfc29e8f | 91.904 | FCR_2026-08-01T13:00:00Z | tenderStatistics_2026-08@d7daa9807303 | 66.2245 | PUBLISHED_PROXY | 175 | aFRRUp_2026-08-01T13:00:00Z | tenderStatistics_2026-08@d7daa9807303 | 4.9854 | PUBLISHED_PROXY | 175 | aFRRDown_2026-08-01T13:00:00Z | tenderStatistics_2026-08@d7daa9807303 | 3.0073 | PUBLISHED_PROXY |  | SOURCE_NULL_NOT_MODELED |  | 133.2114 | PUBLISHED_PROXY | 0.184 | 62.0319 | PUBLISHED_PROXY | 0.23 | marginalPricesOverview_2026-08@4f1f9f7e4d34 | activatedBalancingEnergyOverview_2026-08@914407f42f6a | PUBLISHED_NATIVE | 0.0042057 | 0.0052571 | 0.0094629 | TRUE | TRUE | TRUE | TRUE | TRUE | TRUE | TRUE | TRUE | OK | OK | EUR | 0 | 0 | 0 | 0.13714 | calibrated_directional_minimum_full_month | 175 | 0 | 24 | 24 | TRUE | 3.3615 | 0.025234 | 29.9125 | 0.13714 | calibrated_directional_minimum_full_month | 175 | 24 | 24 | 24 | 2026-08-01_61 | TRUE | -168.9 | -60 | 46235.5521 | 46235.5417 | 0.038269 | 130.8146 | 144.5914 | 662.2453 | 0.3125 | calibrated_PETROM_full_month_P90 | 128 | TRUE | 40 | 40 | 40 | FALSE | 2026-08-01 | 526.6194
2026-08-01 13:15 | 2026-08-01 13:30 | 2026-08-01 16:15 | 2026-08-01 | 0.25 | FORMAL | 2026-08-01 13:00 | 13.64 | 2026-08-01_62 | 15 | DA_2026-08-01@5135e8067e27 | 2026-07-31 | 5.2473 | BNR_FX_2026@9bb4cfc29e8f | 91.904 | FCR_2026-08-01T13:00:00Z | tenderStatistics_2026-08@d7daa9807303 | 66.2245 | PUBLISHED_PROXY | 175 | aFRRUp_2026-08-01T13:00:00Z | tenderStatistics_2026-08@d7daa9807303 | 4.9854 | PUBLISHED_PROXY | 175 | aFRRDown_2026-08-01T13:00:00Z | tenderStatistics_2026-08@d7daa9807303 | 3.0073 | PUBLISHED_PROXY |  | SOURCE_NULL_NOT_MODELED |  | 137.1856 | PUBLISHED_PROXY | 2.405 | 76.2297 | PUBLISHED_PROXY | 0.107 | marginalPricesOverview_2026-08@4f1f9f7e4d34 | activatedBalancingEnergyOverview_2026-08@914407f42f6a | PUBLISHED_NATIVE | 0.054971 | 0.0024457 | 0.057417 | TRUE | TRUE | TRUE | TRUE | TRUE | TRUE | TRUE | TRUE | OK | OK | EUR | 0 | 0 | 0 | 0.13714 | calibrated_directional_minimum_full_month | 175 | 0 | 24 | 24 | TRUE | 45.2477 | 0.32983 | 29.9125 | 0.13714 | calibrated_directional_minimum_full_month | 175 | 24 | 24 | 24 | 2026-08-01_62 | TRUE | -204.6 | -60 | 46235.5625 | 46235.5521 | 0.03749 | 144.5914 | 158.0879 | 662.2453 | 0.3125 | calibrated_PETROM_full_month_P90 | 128 | TRUE | 40 | 40 | 40 | FALSE | 2026-08-01 | 532.8056
2026-08-01 13:30 | 2026-08-01 13:45 | 2026-08-01 16:30 | 2026-08-01 | 0.25 | FORMAL | 2026-08-01 13:00 | 23.93 | 2026-08-01_63 | 15 | DA_2026-08-01@5135e8067e27 | 2026-07-31 | 5.2473 | BNR_FX_2026@9bb4cfc29e8f | 91.904 | FCR_2026-08-01T13:00:00Z | tenderStatistics_2026-08@d7daa9807303 | 66.2245 | PUBLISHED_PROXY | 175 | aFRRUp_2026-08-01T13:00:00Z | tenderStatistics_2026-08@d7daa9807303 | 4.9854 | PUBLISHED_PROXY | 175 | aFRRDown_2026-08-01T13:00:00Z | tenderStatistics_2026-08@d7daa9807303 | 3.0073 | PUBLISHED_PROXY |  | SOURCE_NULL_NOT_MODELED |  | 133.2765 | PUBLISHED_PROXY | 1.908 | 75.0466 | PUBLISHED_PROXY | 0.096 | marginalPricesOverview_2026-08@4f1f9f7e4d34 | activatedBalancingEnergyOverview_2026-08@914407f42f6a | PUBLISHED_NATIVE | 0.043611 | 0.0021943 | 0.045806 | TRUE | TRUE | TRUE | TRUE | TRUE | TRUE | TRUE | TRUE | OK | OK | EUR | 0 | 0 | 0 | 0.13714 | calibrated_directional_minimum_full_month | 175 | 0 | 24 | 24 | TRUE | 34.8743 | 0.26167 | 29.9125 | 0.13714 | calibrated_directional_minimum_full_month | 175 | 24 | 24 | 24 | 2026-08-01_63 | TRUE | -357.723 | -59.7949 | 46235.5729 | 46235.5625 | 0.037534 | 158.0879 | 171.6 | 662.2453 | 0.3125 | calibrated_PETROM_full_month_P90 | 128 | TRUE | 40 | 40 | 40 | FALSE | 2026-08-01 | 369.3092
2026-08-01 13:45 | 2026-08-01 14:00 | 2026-08-01 16:45 | 2026-08-01 | 0.25 | FORMAL | 2026-08-01 13:00 | 62.7 | 2026-08-01_64 | 15 | DA_2026-08-01@5135e8067e27 | 2026-07-31 | 5.2473 | BNR_FX_2026@9bb4cfc29e8f | 91.904 | FCR_2026-08-01T13:00:00Z | tenderStatistics_2026-08@d7daa9807303 | 66.2245 | PUBLISHED_PROXY | 175 | aFRRUp_2026-08-01T13:00:00Z | tenderStatistics_2026-08@d7daa9807303 | 4.9854 | PUBLISHED_PROXY | 175 | aFRRDown_2026-08-01T13:00:00Z | tenderStatistics_2026-08@d7daa9807303 | 3.0073 | PUBLISHED_PROXY |  | SOURCE_NULL_NOT_MODELED |  | 133.2114 | PUBLISHED_PROXY | 0.108 | 68.8766 | PUBLISHED_PROXY | 0.363 | marginalPricesOverview_2026-08@4f1f9f7e4d34 | activatedBalancingEnergyOverview_2026-08@914407f42f6a | PUBLISHED_NATIVE | 0.0024686 | 0.0082971 | 0.010766 | TRUE | TRUE | TRUE | TRUE | TRUE | TRUE | TRUE | TRUE | OK | OK | EUR | 0 | 0 | 0 | 0.13714 | calibrated_directional_minimum_full_month | 175 | 0 | 24 | 24 | TRUE | 1.9731 | 0.014811 | 29.9125 | 0.13714 | calibrated_directional_minimum_full_month | 175 | 24 | 24 | 24 | 2026-08-01_64 | TRUE | 558.0053 | 35.5984 | 46235.5833 | 46235.5729 | 0.026916 | 171.6 | 161.9104 | 662.2453 | 0.3125 | calibrated_PETROM_full_month_P90 | 128 | TRUE | 40 | 40 | 40 | FALSE | 2026-08-01 | 1252.1363
2026-08-01 14:00 | 2026-08-01 14:15 | 2026-08-01 17:00 | 2026-08-01 | 0.25 | FORMAL | 2026-08-01 14:00 | 24.29 | 2026-08-01_65 | 15 | DA_2026-08-01@5135e8067e27 | 2026-07-31 | 5.2473 | BNR_FX_2026@9bb4cfc29e8f | 91.904 | FCR_2026-08-01T14:00:00Z | tenderStatistics_2026-08@d7daa9807303 | 66.2245 | PUBLISHED_PROXY | 175 | aFRRUp_2026-08-01T14:00:00Z | tenderStatistics_2026-08@d7daa9807303 | 5.6505 | PUBLISHED_PROXY | 175 | aFRRDown_2026-08-01T14:00:00Z | tenderStatistics_2026-08@d7daa9807303 | 3.0073 | PUBLISHED_PROXY |  | SOURCE_NULL_NOT_MODELED |  | 133.2114 | PUBLISHED_PROXY | 0.06 | 55.3877 | PUBLISHED_PROXY | 1.124 | marginalPricesOverview_2026-08@4f1f9f7e4d34 | activatedBalancingEnergyOverview_2026-08@914407f42f6a | PUBLISHED_NATIVE | 0.0013714 | 0.025691 | 0.027063 | TRUE | TRUE | TRUE | TRUE | TRUE | TRUE | TRUE | TRUE | OK | OK | EUR | -7.4707 | 0.13488 | 15.7881 | 0.13714 | calibrated_directional_minimum_full_month | 175 | 21 | 24 | 24 | TRUE | 1.0961 | 0.0082286 | 33.9032 | 0.13714 | calibrated_directional_minimum_full_month | 175 | 24 | 24 | 24 | 2026-08-01_65 | TRUE | -236.8275 | -39 | 46235.5938 | 46235.5833 | 0.02524 | 161.9104 | 170.9969 | 662.2453 | 0.3125 | calibrated_PETROM_full_month_P90 | 128 | TRUE | 40 | 40 | 40 | FALSE | 2026-08-01 | 468.7346
2026-08-01 14:15 | 2026-08-01 14:30 | 2026-08-01 17:15 | 2026-08-01 | 0.25 | FORMAL | 2026-08-01 14:00 | 69.88 | 2026-08-01_66 | 15 | DA_2026-08-01@5135e8067e27 | 2026-07-31 | 5.2473 | BNR_FX_2026@9bb4cfc29e8f | 91.904 | FCR_2026-08-01T14:00:00Z | tenderStatistics_2026-08@d7daa9807303 | 66.2245 | PUBLISHED_PROXY | 175 | aFRRUp_2026-08-01T14:00:00Z | tenderStatistics_2026-08@d7daa9807303 | 5.6505 | PUBLISHED_PROXY | 175 | aFRRDown_2026-08-01T14:00:00Z | tenderStatistics_2026-08@d7daa9807303 | 3.0073 | PUBLISHED_PROXY |  | SOURCE_NULL_NOT_MODELED |  | 133.2495 | PUBLISHED_PROXY | 1.749 | -0.21764 | PUBLISHED_PROXY | 5.158 | marginalPricesOverview_2026-08@4f1f9f7e4d34 | activatedBalancingEnergyOverview_2026-08@914407f42f6a | PUBLISHED_NATIVE | 0.039977 | 0.1179 | 0.15787 | TRUE | TRUE | TRUE | TRUE | TRUE | TRUE | TRUE | TRUE | OK | OK | EUR | 0.13471 | 0.61896 | 15.7881 | 0.13714 | calibrated_directional_minimum_full_month | 175 | 21 | 24 | 24 | TRUE | 31.9616 | 0.23986 | 33.9032 | 0.13714 | calibrated_directional_minimum_full_month | 175 | 24 | 24 | 24 | 2026-08-01_66 | TRUE | -21.6617 | -1.2399 | 46235.6042 | 46235.5938 | 0.0030291 | 170.9969 | 171.5929 | 662.2453 | 0.3125 | calibrated_PETROM_full_month_P90 | 128 | TRUE | 40 | 40 | 40 | FALSE | 2026-08-01 | 722.3712
2026-08-01 14:30 | 2026-08-01 14:45 | 2026-08-01 17:30 | 2026-08-01 | 0.25 | FORMAL | 2026-08-01 14:00 | 131.37 | 2026-08-01_67 | 15 | DA_2026-08-01@5135e8067e27 | 2026-07-31 | 5.2473 | BNR_FX_2026@9bb4cfc29e8f | 91.904 | FCR_2026-08-01T14:00:00Z | tenderStatistics_2026-08@d7daa9807303 | 66.2245 | PUBLISHED_PROXY | 175 | aFRRUp_2026-08-01T14:00:00Z | tenderStatistics_2026-08@d7daa9807303 | 5.6505 | PUBLISHED_PROXY | 175 | aFRRDown_2026-08-01T14:00:00Z | tenderStatistics_2026-08@d7daa9807303 | 3.0073 | PUBLISHED_PROXY |  | SOURCE_NULL_NOT_MODELED |  | 159.0549 | PUBLISHED_PROXY | 14.249 | 73.5508 | PUBLISHED_PROXY | 0.053 | marginalPricesOverview_2026-08@4f1f9f7e4d34 | activatedBalancingEnergyOverview_2026-08@914407f42f6a | PUBLISHED_NATIVE | 0.32569 | 0.0012114 | 0.3269 | TRUE | TRUE | TRUE | TRUE | TRUE | TRUE | TRUE | TRUE | OK | OK | EUR | -0.46778 | 0.00636 | 15.7881 | 0.13714 | calibrated_directional_minimum_full_month | 175 | 21 | 24 | 24 | TRUE | 310.817 | 1.9541 | 33.9032 | 0.13714 | calibrated_directional_minimum_full_month | 175 | 24 | 24 | 24 | 2026-08-01_67 | TRUE | -145.8705 | -4.4415 | 46235.6146 | 46235.6042 | 0.006738 | 171.5929 | 170.5566 | 662.2453 | 0.3125 | calibrated_PETROM_full_month_P90 | 128 | TRUE | 40 | 40 | 40 | FALSE | 2026-08-01 | 876.4153
2026-08-01 14:45 | 2026-08-01 15:00 | 2026-08-01 17:45 | 2026-08-01 | 0.25 | FORMAL | 2026-08-01 14:00 | 153.39 | 2026-08-01_68 | 15 | DA_2026-08-01@5135e8067e27 | 2026-07-31 | 5.2473 | BNR_FX_2026@9bb4cfc29e8f | 91.904 | FCR_2026-08-01T14:00:00Z | tenderStatistics_2026-08@d7daa9807303 | 66.2245 | PUBLISHED_PROXY | 175 | aFRRUp_2026-08-01T14:00:00Z | tenderStatistics_2026-08@d7daa9807303 | 5.6505 | PUBLISHED_PROXY | 175 | aFRRDown_2026-08-01T14:00:00Z | tenderStatistics_2026-08@d7daa9807303 | 3.0073 | PUBLISHED_PROXY |  | SOURCE_NULL_NOT_MODELED |  | 186.6486 | PUBLISHED_PROXY | 13.259 | 0 | PUBLISHED_PROXY | 0 | marginalPricesOverview_2026-08@4f1f9f7e4d34 | activatedBalancingEnergyOverview_2026-08@914407f42f6a | PUBLISHED_NATIVE | 0.30306 | 0 | 0.30306 | TRUE | TRUE | TRUE | TRUE | TRUE | TRUE | TRUE | TRUE | OK | OK | EUR | 0 | 0 | 15.7881 | 0.13714 | calibrated_directional_minimum_full_month | 175 | 21 | 24 | 24 | TRUE | 339.3975 | 1.8184 | 33.9032 | 0.13714 | calibrated_directional_minimum_full_month | 175 | 24 | 24 | 24 | 2026-08-01_68 | TRUE | 1380.51 | 36 | 46235.625 | 46235.6146 | 0.032664 | 170.5566 | 158.7975 | 662.2453 | 0.3125 | calibrated_PETROM_full_month_P90 | 128 | TRUE | 40 | 40 | 40 | FALSE | 2026-08-01 | 2431.8441
2026-08-01 15:00 | 2026-08-01 15:15 | 2026-08-01 18:00 | 2026-08-01 | 0.25 | FORMAL | 2026-08-01 15:00 | 105.85 | 2026-08-01_69 | 15 | DA_2026-08-01@5135e8067e27 | 2026-07-31 | 5.2473 | BNR_FX_2026@9bb4cfc29e8f | 128 | FCR_2026-08-01T15:00:00Z | tenderStatistics_2026-08@d7daa9807303 | 66.2245 | PUBLISHED_PROXY | 175 | aFRRUp_2026-08-01T15:00:00Z | tenderStatistics_2026-08@d7daa9807303 | 7.1275 | PUBLISHED_PROXY | 175 | aFRRDown_2026-08-01T15:00:00Z | tenderStatistics_2026-08@d7daa9807303 | 2.5937 | PUBLISHED_PROXY |  | SOURCE_NULL_NOT_MODELED |  | 208.1714 | PUBLISHED_PROXY | 1.033 | 9.0506 | PUBLISHED_PROXY | 18.597 | marginalPricesOverview_2026-08@4f1f9f7e4d34 | activatedBalancingEnergyOverview_2026-08@914407f42f6a | PUBLISHED_NATIVE | 0.023611 | 0.42507 | 0.44869 | TRUE | TRUE | TRUE | TRUE | TRUE | TRUE | TRUE | TRUE | OK | OK | EUR | -23.083 | 2.5504 | 15.5623 | 0.13714 | calibrated_directional_minimum_full_month | 175 | 24 | 24 | 24 | TRUE | 29.4914 | 0.14167 | 42.7649 | 0.13714 | calibrated_directional_minimum_full_month | 175 | 24 | 24 | 24 | 2026-08-01_69 | TRUE | -952.65 | -36 | 46235.6354 | 46235.625 | 0.029156 | 158.7975 | 169.2936 | 662.2453 | 0.3125 | calibrated_PETROM_full_month_P90 | 128 | TRUE | 40 | 40 | 40 | FALSE | 2026-08-01 | -225.6691
2026-08-01 15:15 | 2026-08-01 15:30 | 2026-08-01 18:15 | 2026-08-01 | 0.25 | FORMAL | 2026-08-01 15:00 | 130.5 | 2026-08-01_70 | 15 | DA_2026-08-01@5135e8067e27 | 2026-07-31 | 5.2473 | BNR_FX_2026@9bb4cfc29e8f | 128 | FCR_2026-08-01T15:00:00Z | tenderStatistics_2026-08@d7daa9807303 | 66.2245 | PUBLISHED_PROXY | 175 | aFRRUp_2026-08-01T15:00:00Z | tenderStatistics_2026-08@d7daa9807303 | 7.1275 | PUBLISHED_PROXY | 175 | aFRRDown_2026-08-01T15:00:00Z | tenderStatistics_2026-08@d7daa9807303 | 2.5937 | PUBLISHED_PROXY |  | SOURCE_NULL_NOT_MODELED |  | 0 | PUBLISHED_PROXY | 0 | 50.1908 | PUBLISHED_PROXY | 7.807 | marginalPricesOverview_2026-08@4f1f9f7e4d34 | activatedBalancingEnergyOverview_2026-08@914407f42f6a | PUBLISHED_NATIVE | 0 | 0.17845 | 0.17845 | TRUE | TRUE | TRUE | TRUE | TRUE | TRUE | TRUE | TRUE | OK | OK | EUR | -53.738 | 1.0707 | 15.5623 | 0.13714 | calibrated_directional_minimum_full_month | 175 | 24 | 24 | 24 | TRUE | 0 | 0 | 42.7649 | 0.13714 | calibrated_directional_minimum_full_month | 175 | 24 | 24 | 24 | 2026-08-01_70 | TRUE | 0 | 0 | 46235.6458 | 46235.6354 | 0.0027362 | 169.2936 | 170.2786 | 662.2453 | 0.3125 | calibrated_PETROM_full_month_P90 | 128 | TRUE | 40 | 40 | 40 | FALSE | 2026-08-01 | 666.8345
2026-08-01 15:30 | 2026-08-01 15:45 | 2026-08-01 18:30 | 2026-08-01 | 0.25 | FORMAL | 2026-08-01 15:00 | 166.54 | 2026-08-01_71 | 15 | DA_2026-08-01@5135e8067e27 | 2026-07-31 | 5.2473 | BNR_FX_2026@9bb4cfc29e8f | 128 | FCR_2026-08-01T15:00:00Z | tenderStatistics_2026-08@d7daa9807303 | 66.2245 | PUBLISHED_PROXY | 175 | aFRRUp_2026-08-01T15:00:00Z | tenderStatistics_2026-08@d7daa9807303 | 7.1275 | PUBLISHED_PROXY | 175 | aFRRDown_2026-08-01T15:00:00Z | tenderStatistics_2026-08@d7daa9807303 | 2.5937 | PUBLISHED_PROXY |  | SOURCE_NULL_NOT_MODELED |  | 0 | PUBLISHED_PROXY | 0 | 41.1017 | PUBLISHED_PROXY | 10.657 | marginalPricesOverview_2026-08@4f1f9f7e4d34 | activatedBalancingEnergyOverview_2026-08@914407f42f6a | PUBLISHED_NATIVE | 0 | 0.24359 | 0.24359 | TRUE | TRUE | TRUE | TRUE | TRUE | TRUE | TRUE | TRUE | OK | OK | EUR | -60.0714 | 1.4615 | 15.5623 | 0.13714 | calibrated_directional_minimum_full_month | 175 | 24 | 24 | 24 | TRUE | 0 | 0 | 42.7649 | 0.13714 | calibrated_directional_minimum_full_month | 175 | 24 | 24 | 24 | 2026-08-01_71 | TRUE | 17.251 | 0.41434 | 46235.6562 | 46235.6458 | 0.0039071 | 170.2786 | 171.5148 | 662.2453 | 0.3125 | calibrated_PETROM_full_month_P90 | 128 | TRUE | 40 | 40 | 40 | FALSE | 2026-08-01 | 677.752
2026-08-01 15:45 | 2026-08-01 16:00 | 2026-08-01 18:45 | 2026-08-01 | 0.25 | FORMAL | 2026-08-01 15:00 | 179.42 | 2026-08-01_72 | 15 | DA_2026-08-01@5135e8067e27 | 2026-07-31 | 5.2473 | BNR_FX_2026@9bb4cfc29e8f | 128 | FCR_2026-08-01T15:00:00Z | tenderStatistics_2026-08@d7daa9807303 | 66.2245 | PUBLISHED_PROXY | 175 | aFRRUp_2026-08-01T15:00:00Z | tenderStatistics_2026-08@d7daa9807303 | 7.1275 | PUBLISHED_PROXY | 175 | aFRRDown_2026-08-01T15:00:00Z | tenderStatistics_2026-08@d7daa9807303 | 2.5937 | PUBLISHED_PROXY |  | SOURCE_NULL_NOT_MODELED |  | 205.5829 | PUBLISHED_PROXY | 3.306 | 67.4814 | PUBLISHED_PROXY | 0.675 | marginalPricesOverview_2026-08@4f1f9f7e4d34 | activatedBalancingEnergyOverview_2026-08@914407f42f6a | PUBLISHED_NATIVE | 0.075566 | 0.015429 | 0.090994 | TRUE | TRUE | TRUE | TRUE | TRUE | TRUE | TRUE | TRUE | OK | OK | EUR | -6.2468 | 0.092571 | 15.5623 | 0.13714 | calibrated_directional_minimum_full_month | 175 | 24 | 24 | 24 | TRUE | 93.2101 | 0.45339 | 42.7649 | 0.13714 | calibrated_directional_minimum_full_month | 175 | 24 | 24 | 24 | 2026-08-01_72 | TRUE | 0 | 0 | 46236 | 46235.6562 | 0.0016055 | 171.5148 | 171.1072 | 662.2453 | 0.3125 | calibrated_PETROM_full_month_P90 | 128 | TRUE | 40 | 40 | 40 | FALSE | 2026-08-01 | 807.5357
2026-08-01 16:00 | 2026-08-01 16:15 | 2026-08-01 19:00 | 2026-08-01 | 0.25 | FORMAL | 2026-08-01 16:00 | 187.32 | 2026-08-01_73 | 15 | DA_2026-08-01@5135e8067e27 | 2026-07-31 | 5.2473 | BNR_FX_2026@9bb4cfc29e8f | 131.968 | FCR_2026-08-01T16:00:00Z | tenderStatistics_2026-08@d7daa9807303 | 66.2245 | PUBLISHED_PROXY | 175 | aFRRUp_2026-08-01T16:00:00Z | tenderStatistics_2026-08@d7daa9807303 | 7.1027 | PUBLISHED_PROXY | 175 | aFRRDown_2026-08-01T16:00:00Z | tenderStatistics_2026-08@d7daa9807303 | 2.5937 | PUBLISHED_PROXY |  | SOURCE_NULL_NOT_MODELED |  | 0 | PUBLISHED_PROXY | 0 | 11.2837 | PUBLISHED_PROXY | 14.387 | marginalPricesOverview_2026-08@4f1f9f7e4d34 | activatedBalancingEnergyOverview_2026-08@914407f42f6a | PUBLISHED_NATIVE | 0 | 0.32885 | 0.32885 | TRUE | TRUE | TRUE | TRUE | TRUE | TRUE | TRUE | TRUE | OK | OK | EUR | -22.2636 | 1.9731 | 15.5623 | 0.13714 | calibrated_directional_minimum_full_month | 175 | 24 | 24 | 24 | TRUE | 0 | 0 | 0 | 0.13714 | calibrated_directional_minimum_full_month | 175 | 0 | 24 | 24 | 2026-08-01_73 | TRUE | 1123.92 | 24 | 46235.6771 | 46236 | 0.012159 | 171.1072 | 166.7301 | 662.2453 | 0.3125 | calibrated_PETROM_full_month_P90 | 128 | TRUE | 40 | 40 | 40 | FALSE | 2026-08-01 | 1779.464
2026-08-01 16:15 | 2026-08-01 16:30 | 2026-08-01 19:15 | 2026-08-01 | 0.25 | FORMAL | 2026-08-01 16:00 | 194.64 | 2026-08-01_74 | 15 | DA_2026-08-01@5135e8067e27 | 2026-07-31 | 5.2473 | BNR_FX_2026@9bb4cfc29e8f | 131.968 | FCR_2026-08-01T16:00:00Z | tenderStatistics_2026-08@d7daa9807303 | 66.2245 | PUBLISHED_PROXY | 175 | aFRRUp_2026-08-01T16:00:00Z | tenderStatistics_2026-08@d7daa9807303 | 7.1027 | PUBLISHED_PROXY | 175 | aFRRDown_2026-08-01T16:00:00Z | tenderStatistics_2026-08@d7daa9807303 | 2.5937 | PUBLISHED_PROXY |  | SOURCE_NULL_NOT_MODELED |  | 189.8327 | PUBLISHED_PROXY | 0.423 | 48.855 | PUBLISHED_PROXY | 6.068 | marginalPricesOverview_2026-08@4f1f9f7e4d34 | activatedBalancingEnergyOverview_2026-08@914407f42f6a | PUBLISHED_NATIVE | 0.0096686 | 0.1387 | 0.14837 | TRUE | TRUE | TRUE | TRUE | TRUE | TRUE | TRUE | TRUE | OK | OK | EUR | -40.6563 | 0.83218 | 15.5623 | 0.13714 | calibrated_directional_minimum_full_month | 175 | 24 | 24 | 24 | TRUE | 0 | 0 | 0 | 0.13714 | calibrated_directional_minimum_full_month | 175 | 0 | 24 | 24 | 2026-08-01_74 | TRUE | 2919.6 | 60 | 46235.6875 | 46235.6771 | 0.042777 | 166.7301 | 151.3303 | 662.2453 | 0.3125 | calibrated_PETROM_full_month_P90 | 128 | TRUE | 40 | 40 | 40 | FALSE | 2026-08-01 | 3556.7513
2026-08-01 16:30 | 2026-08-01 16:45 | 2026-08-01 19:30 | 2026-08-01 | 0.25 | FORMAL | 2026-08-01 16:00 | 192.96 | 2026-08-01_75 | 15 | DA_2026-08-01@5135e8067e27 | 2026-07-31 | 5.2473 | BNR_FX_2026@9bb4cfc29e8f | 131.968 | FCR_2026-08-01T16:00:00Z | tenderStatistics_2026-08@d7daa9807303 | 66.2245 | PUBLISHED_PROXY | 175 | aFRRUp_2026-08-01T16:00:00Z | tenderStatistics_2026-08@d7daa9807303 | 7.1027 | PUBLISHED_PROXY | 175 | aFRRDown_2026-08-01T16:00:00Z | tenderStatistics_2026-08@d7daa9807303 | 2.5937 | PUBLISHED_PROXY |  | SOURCE_NULL_NOT_MODELED |  | 222.2615 | PUBLISHED_PROXY | 1.709 | 76.4203 | PUBLISHED_PROXY | 0.001 | marginalPricesOverview_2026-08@4f1f9f7e4d34 | activatedBalancingEnergyOverview_2026-08@914407f42f6a | PUBLISHED_NATIVE | 0.039063 | 2.2857e-05 | 0.039086 | TRUE | TRUE | TRUE | TRUE | TRUE | TRUE | TRUE | TRUE | OK | OK | EUR | -0.01048 | 0.00013714 | 15.5623 | 0.13714 | calibrated_directional_minimum_full_month | 175 | 24 | 24 | 24 | TRUE | 0 | 0 | 0 | 0.13714 | calibrated_directional_minimum_full_month | 175 | 0 | 24 | 24 | 2026-08-01_75 | TRUE | 0 | 0 | 46235.6979 | 46235.6875 | 3.5048e-07 | 151.3303 | 151.3304 | 662.2453 | 0.3125 | calibrated_PETROM_full_month_P90 | 128 | TRUE | 40 | 40 | 40 | FALSE | 2026-08-01 | 677.7972
2026-08-01 16:45 | 2026-08-01 17:00 | 2026-08-01 19:45 | 2026-08-01 | 0.25 | FORMAL | 2026-08-01 16:00 | 235.85 | 2026-08-01_76 | 15 | DA_2026-08-01@5135e8067e27 | 2026-07-31 | 5.2473 | BNR_FX_2026@9bb4cfc29e8f | 131.968 | FCR_2026-08-01T16:00:00Z | tenderStatistics_2026-08@d7daa9807303 | 66.2245 | PUBLISHED_PROXY | 175 | aFRRUp_2026-08-01T16:00:00Z | tenderStatistics_2026-08@d7daa9807303 | 7.1027 | PUBLISHED_PROXY | 175 | aFRRDown_2026-08-01T16:00:00Z | tenderStatistics_2026-08@d7daa9807303 | 2.5937 | PUBLISHED_PROXY |  | SOURCE_NULL_NOT_MODELED |  | 229.3261 | PUBLISHED_PROXY | 6.341 | 0 | PUBLISHED_PROXY | 0 | marginalPricesOverview_2026-08@4f1f9f7e4d34 | activatedBalancingEnergyOverview_2026-08@914407f42f6a | PUBLISHED_NATIVE | 0.14494 | 0 | 0.14494 | TRUE | TRUE | TRUE | TRUE | TRUE | TRUE | TRUE | TRUE | OK | OK | EUR | 0 | 0 | 15.5623 | 0.13714 | calibrated_directional_minimum_full_month | 175 | 24 | 24 | 24 | TRUE | 0 | 0 | 0 | 0.13714 | calibrated_directional_minimum_full_month | 175 | 0 | 24 | 24 | 2026-08-01_76 | TRUE | 3537.75 | 60 | 46235.7083 | 46235.6979 | 0.04529 | 151.3304 | 135.0261 | 662.2453 | 0.3125 | calibrated_PETROM_full_month_P90 | 128 | TRUE | 40 | 40 | 40 | FALSE | 2026-08-01 | 4215.5576
2026-08-01 17:00 | 2026-08-01 17:15 | 2026-08-01 20:00 | 2026-08-01 | 0.25 | FORMAL | 2026-08-01 17:00 | 185.76 | 2026-08-01_77 | 15 | DA_2026-08-01@5135e8067e27 | 2026-07-31 | 5.2473 | BNR_FX_2026@9bb4cfc29e8f | 131.968 | FCR_2026-08-01T17:00:00Z | tenderStatistics_2026-08@d7daa9807303 | 66.2245 | PUBLISHED_PROXY | 175 | aFRRUp_2026-08-01T17:00:00Z | tenderStatistics_2026-08@d7daa9807303 | 3.9144 | PUBLISHED_PROXY | 175 | aFRRDown_2026-08-01T17:00:00Z | tenderStatistics_2026-08@d7daa9807303 | 2.5937 | PUBLISHED_PROXY |  | SOURCE_NULL_NOT_MODELED |  | 228.2269 | PUBLISHED_PROXY | 7.076 | 0 | PUBLISHED_PROXY | 0 | marginalPricesOverview_2026-08@4f1f9f7e4d34 | activatedBalancingEnergyOverview_2026-08@914407f42f6a | PUBLISHED_NATIVE | 0.16174 | 0 | 0.16174 | TRUE | TRUE | TRUE | TRUE | TRUE | TRUE | TRUE | TRUE | OK | OK | EUR | 0 | 0 | 15.5623 | 0.13714 | calibrated_directional_minimum_full_month | 175 | 24 | 24 | 24 | TRUE | 0 | 0 | 0 | 0.13714 | calibrated_directional_minimum_full_month | 175 | 0 | 24 | 24 | 2026-08-01_77 | TRUE | 0 | 0 | 46235.7188 | 46235.7083 | 0 | 135.0261 | 135.0261 | 662.2453 | 0.3125 | calibrated_PETROM_full_month_P90 | 128 | TRUE | 40 | 40 | 40 | FALSE | 2026-08-01 | 677.8076
2026-08-01 17:15 | 2026-08-01 17:30 | 2026-08-01 20:15 | 2026-08-01 | 0.25 | FORMAL | 2026-08-01 17:00 | 189.7 | 2026-08-01_78 | 15 | DA_2026-08-01@5135e8067e27 | 2026-07-31 | 5.2473 | BNR_FX_2026@9bb4cfc29e8f | 131.968 | FCR_2026-08-01T17:00:00Z | tenderStatistics_2026-08@d7daa9807303 | 66.2245 | PUBLISHED_PROXY | 175 | aFRRUp_2026-08-01T17:00:00Z | tenderStatistics_2026-08@d7daa9807303 | 3.9144 | PUBLISHED_PROXY | 175 | aFRRDown_2026-08-01T17:00:00Z | tenderStatistics_2026-08@d7daa9807303 | 2.5937 | PUBLISHED_PROXY |  | SOURCE_NULL_NOT_MODELED |  | 198.8421 | PUBLISHED_PROXY | 6.022 | 0 | PUBLISHED_PROXY | 0 | marginalPricesOverview_2026-08@4f1f9f7e4d34 | activatedBalancingEnergyOverview_2026-08@914407f42f6a | PUBLISHED_NATIVE | 0.13765 | 0 | 0.13765 | TRUE | TRUE | TRUE | TRUE | TRUE | TRUE | TRUE | TRUE | OK | OK | EUR | 0 | 0 | 15.5623 | 0.13714 | calibrated_directional_minimum_full_month | 175 | 24 | 24 | 24 | TRUE | 0 | 0 | 0 | 0.13714 | calibrated_directional_minimum_full_month | 175 | 0 | 24 | 24 | 2026-08-01_78 | TRUE | 0 | 0 | 46235.7292 | 46235.7188 | 0 | 135.0261 | 135.0261 | 662.2453 | 0.3125 | calibrated_PETROM_full_month_P90 | 128 | TRUE | 40 | 40 | 40 | FALSE | 2026-08-01 | 677.8076
2026-08-01 17:30 | 2026-08-01 17:45 | 2026-08-01 20:30 | 2026-08-01 | 0.25 | FORMAL | 2026-08-01 17:00 | 208.82 | 2026-08-01_79 | 15 | DA_2026-08-01@5135e8067e27 | 2026-07-31 | 5.2473 | BNR_FX_2026@9bb4cfc29e8f | 131.968 | FCR_2026-08-01T17:00:00Z | tenderStatistics_2026-08@d7daa9807303 | 66.2245 | PUBLISHED_PROXY | 175 | aFRRUp_2026-08-01T17:00:00Z | tenderStatistics_2026-08@d7daa9807303 | 3.9144 | PUBLISHED_PROXY | 175 | aFRRDown_2026-08-01T17:00:00Z | tenderStatistics_2026-08@d7daa9807303 | 2.5937 | PUBLISHED_PROXY |  | SOURCE_NULL_NOT_MODELED |  | 168.0701 | PUBLISHED_PROXY | 1.066 | 76.4203 | PUBLISHED_PROXY | 0.002 | marginalPricesOverview_2026-08@4f1f9f7e4d34 | activatedBalancingEnergyOverview_2026-08@914407f42f6a | PUBLISHED_NATIVE | 0.024366 | 4.5714e-05 | 0.024411 | TRUE | TRUE | TRUE | TRUE | TRUE | TRUE | TRUE | TRUE | OK | OK | EUR | -0.020961 | 0.00027429 | 15.5623 | 0.13714 | calibrated_directional_minimum_full_month | 175 | 24 | 24 | 24 | TRUE | 0 | 0 | 0 | 0.13714 | calibrated_directional_minimum_full_month | 175 | 0 | 24 | 24 | 2026-08-01_79 | TRUE | 3132.3 | 60 | 46235.7396 | 46235.7292 | 0.045289 | 135.0261 | 118.722 | 662.2453 | 0.3125 | calibrated_PETROM_full_month_P90 | 128 | TRUE | 40 | 40 | 40 | FALSE | 2026-08-01 | 3810.0867
2026-08-01 17:45 | 2026-08-01 18:00 | 2026-08-01 20:45 | 2026-08-01 | 0.25 | FORMAL | 2026-08-01 17:00 | 208.3 | 2026-08-01_80 | 15 | DA_2026-08-01@5135e8067e27 | 2026-07-31 | 5.2473 | BNR_FX_2026@9bb4cfc29e8f | 131.968 | FCR_2026-08-01T17:00:00Z | tenderStatistics_2026-08@d7daa9807303 | 66.2245 | PUBLISHED_PROXY | 175 | aFRRUp_2026-08-01T17:00:00Z | tenderStatistics_2026-08@d7daa9807303 | 3.9144 | PUBLISHED_PROXY | 175 | aFRRDown_2026-08-01T17:00:00Z | tenderStatistics_2026-08@d7daa9807303 | 2.5937 | PUBLISHED_PROXY |  | SOURCE_NULL_NOT_MODELED |  | 168.2238 | PUBLISHED_PROXY | 0.42 | 76.4203 | PUBLISHED_PROXY | 0.078 | marginalPricesOverview_2026-08@4f1f9f7e4d34 | activatedBalancingEnergyOverview_2026-08@914407f42f6a | PUBLISHED_NATIVE | 0.0096 | 0.0017829 | 0.011383 | TRUE | TRUE | TRUE | TRUE | TRUE | TRUE | TRUE | TRUE | OK | OK | EUR | -0.81748 | 0.010697 | 15.5623 | 0.13714 | calibrated_directional_minimum_full_month | 175 | 24 | 24 | 24 | TRUE | 0 | 0 | 0 | 0.13714 | calibrated_directional_minimum_full_month | 175 | 0 | 24 | 24 | 2026-08-01_80 | TRUE | 3124.5 | 60 | 46235.75 | 46235.7396 | 0.045258 | 118.722 | 102.4293 | 662.2453 | 0.3125 | calibrated_PETROM_full_month_P90 | 128 | TRUE | 40 | 40 | 40 | FALSE | 2026-08-01 | 3801.4902
2026-08-01 18:00 | 2026-08-01 18:15 | 2026-08-01 21:00 | 2026-08-01 | 0.25 | FORMAL | 2026-08-01 18:00 | 194.29 | 2026-08-01_81 | 15 | DA_2026-08-01@5135e8067e27 | 2026-07-31 | 5.2473 | BNR_FX_2026@9bb4cfc29e8f | 131.968 | FCR_2026-08-01T18:00:00Z | tenderStatistics_2026-08@d7daa9807303 | 66.2245 | PUBLISHED_PROXY | 175 | aFRRUp_2026-08-01T18:00:00Z | tenderStatistics_2026-08@d7daa9807303 | 7.0246 | PUBLISHED_PROXY | 175 | aFRRDown_2026-08-01T18:00:00Z | tenderStatistics_2026-08@d7daa9807303 | 2.5937 | PUBLISHED_PROXY |  | SOURCE_NULL_NOT_MODELED |  | 173.2039 | PUBLISHED_PROXY | 4.246 | 0 | PUBLISHED_PROXY | 0 | marginalPricesOverview_2026-08@4f1f9f7e4d34 | activatedBalancingEnergyOverview_2026-08@914407f42f6a | PUBLISHED_NATIVE | 0.097051 | 0 | 0.097051 | TRUE | TRUE | TRUE | TRUE | TRUE | TRUE | TRUE | TRUE | OK | OK | EUR | 0 | 0 | 15.5623 | 0.13714 | calibrated_directional_minimum_full_month | 175 | 24 | 24 | 24 | TRUE | 100.8581 | 0.58231 | 42.1474 | 0.13714 | calibrated_directional_minimum_full_month | 175 | 24 | 24 | 24 | 2026-08-01_81 | TRUE | 1080.9732 | 22.2548 | 46235.7604 | 46235.75 | 0.018557 | 102.4293 | 95.7488 | 662.2453 | 0.3125 | calibrated_PETROM_full_month_P90 | 128 | TRUE | 40 | 40 | 40 | FALSE | 2026-08-01 | 1901.7864
2026-08-01 18:15 | 2026-08-01 18:30 | 2026-08-01 21:15 | 2026-08-01 | 0.25 | FORMAL | 2026-08-01 18:00 | 201.16 | 2026-08-01_82 | 15 | DA_2026-08-01@5135e8067e27 | 2026-07-31 | 5.2473 | BNR_FX_2026@9bb4cfc29e8f | 131.968 | FCR_2026-08-01T18:00:00Z | tenderStatistics_2026-08@d7daa9807303 | 66.2245 | PUBLISHED_PROXY | 175 | aFRRUp_2026-08-01T18:00:00Z | tenderStatistics_2026-08@d7daa9807303 | 7.0246 | PUBLISHED_PROXY | 175 | aFRRDown_2026-08-01T18:00:00Z | tenderStatistics_2026-08@d7daa9807303 | 2.5937 | PUBLISHED_PROXY |  | SOURCE_NULL_NOT_MODELED |  | 191.7272 | PUBLISHED_PROXY | 2.103 | 76.4203 | PUBLISHED_PROXY | 0.037 | marginalPricesOverview_2026-08@4f1f9f7e4d34 | activatedBalancingEnergyOverview_2026-08@914407f42f6a | PUBLISHED_NATIVE | 0.048069 | 0.00084571 | 0.048914 | TRUE | TRUE | TRUE | TRUE | TRUE | TRUE | TRUE | TRUE | OK | OK | EUR | -0.38778 | 0.0050743 | 15.5623 | 0.13714 | calibrated_directional_minimum_full_month | 175 | 24 | 24 | 24 | TRUE | 55.2963 | 0.28841 | 42.1474 | 0.13714 | calibrated_directional_minimum_full_month | 175 | 24 | 24 | 24 | 2026-08-01_82 | TRUE | 1810.44 | 36 | 46235.7708 | 46235.7604 | 0.028029 | 95.7488 | 85.6583 | 662.2453 | 0.3125 | calibrated_PETROM_full_month_P90 | 128 | TRUE | 40 | 40 | 40 | FALSE | 2026-08-01 | 2585.3036
2026-08-01 18:30 | 2026-08-01 18:45 | 2026-08-01 21:30 | 2026-08-01 | 0.25 | FORMAL | 2026-08-01 18:00 | 199.86 | 2026-08-01_83 | 15 | DA_2026-08-01@5135e8067e27 | 2026-07-31 | 5.2473 | BNR_FX_2026@9bb4cfc29e8f | 131.968 | FCR_2026-08-01T18:00:00Z | tenderStatistics_2026-08@d7daa9807303 | 66.2245 | PUBLISHED_PROXY | 175 | aFRRUp_2026-08-01T18:00:00Z | tenderStatistics_2026-08@d7daa9807303 | 7.0246 | PUBLISHED_PROXY | 175 | aFRRDown_2026-08-01T18:00:00Z | tenderStatistics_2026-08@d7daa9807303 | 2.5937 | PUBLISHED_PROXY |  | SOURCE_NULL_NOT_MODELED |  | 199.688 | PUBLISHED_PROXY | 2.468 | 76.4203 | PUBLISHED_PROXY | 0.007 | marginalPricesOverview_2026-08@4f1f9f7e4d34 | activatedBalancingEnergyOverview_2026-08@914407f42f6a | PUBLISHED_NATIVE | 0.056411 | 0.00016 | 0.056571 | TRUE | TRUE | TRUE | TRUE | TRUE | TRUE | TRUE | TRUE | OK | OK | EUR | -0.073363 | 0.00096 | 15.5623 | 0.13714 | calibrated_directional_minimum_full_month | 175 | 24 | 24 | 24 | TRUE | 67.5881 | 0.33847 | 42.1474 | 0.13714 | calibrated_directional_minimum_full_month | 175 | 24 | 24 | 24 | 2026-08-01_83 | TRUE | 1798.74 | 36 | 46235.7812 | 46235.7708 | 0.028193 | 85.6583 | 75.5088 | 662.2453 | 0.3125 | calibrated_PETROM_full_month_P90 | 128 | TRUE | 40 | 40 | 40 | FALSE | 2026-08-01 | 2586.2098
2026-08-01 18:45 | 2026-08-01 19:00 | 2026-08-01 21:45 | 2026-08-01 | 0.25 | FORMAL | 2026-08-01 18:00 | 199.8 | 2026-08-01_84 | 15 | DA_2026-08-01@5135e8067e27 | 2026-07-31 | 5.2473 | BNR_FX_2026@9bb4cfc29e8f | 131.968 | FCR_2026-08-01T18:00:00Z | tenderStatistics_2026-08@d7daa9807303 | 66.2245 | PUBLISHED_PROXY | 175 | aFRRUp_2026-08-01T18:00:00Z | tenderStatistics_2026-08@d7daa9807303 | 7.0246 | PUBLISHED_PROXY | 175 | aFRRDown_2026-08-01T18:00:00Z | tenderStatistics_2026-08@d7daa9807303 | 2.5937 | PUBLISHED_PROXY |  | SOURCE_NULL_NOT_MODELED |  | 161.718 | PUBLISHED_PROXY | 0.127 | 76.4203 | PUBLISHED_PROXY | 0.074 | marginalPricesOverview_2026-08@4f1f9f7e4d34 | activatedBalancingEnergyOverview_2026-08@914407f42f6a | PUBLISHED_NATIVE | 0.0029029 | 0.0016914 | 0.0045943 | TRUE | TRUE | TRUE | TRUE | TRUE | TRUE | TRUE | TRUE | OK | OK | EUR | -0.77556 | 0.010149 | 15.5623 | 0.13714 | calibrated_directional_minimum_full_month | 175 | 24 | 24 | 24 | TRUE | 2.8167 | 0.017417 | 42.1474 | 0.13714 | calibrated_directional_minimum_full_month | 175 | 24 | 24 | 24 | 2026-08-01_84 | TRUE | 1798.2 | 36 | 46235.7917 | 46235.7812 | 0.027196 | 75.5088 | 65.7183 | 662.2453 | 0.3125 | calibrated_PETROM_full_month_P90 | 128 | TRUE | 40 | 40 | 40 | FALSE | 2026-08-01 | 2520.1961
2026-08-01 19:00 | 2026-08-01 19:15 | 2026-08-01 22:00 | 2026-08-01 | 0.25 | FORMAL | 2026-08-01 19:00 | 205.01 | 2026-08-01_85 | 15 | DA_2026-08-01@5135e8067e27 | 2026-07-31 | 5.2473 | BNR_FX_2026@9bb4cfc29e8f | 131.968 | FCR_2026-08-01T19:00:00Z | tenderStatistics_2026-08@d7daa9807303 | 66.2245 | PUBLISHED_PROXY | 175 | aFRRUp_2026-08-01T19:00:00Z | tenderStatistics_2026-08@d7daa9807303 | 3.9144 | PUBLISHED_PROXY | 175 | aFRRDown_2026-08-01T19:00:00Z | tenderStatistics_2026-08@d7daa9807303 | 2.5937 | PUBLISHED_PROXY |  | SOURCE_NULL_NOT_MODELED |  | 196.3055 | PUBLISHED_PROXY | 4.475 | 0 | PUBLISHED_PROXY | 0 | marginalPricesOverview_2026-08@4f1f9f7e4d34 | activatedBalancingEnergyOverview_2026-08@914407f42f6a | PUBLISHED_NATIVE | 0.10229 | 0 | 0.10229 | TRUE | TRUE | TRUE | TRUE | TRUE | TRUE | TRUE | TRUE | OK | OK | EUR | 0 | 0 | 15.5623 | 0.13714 | calibrated_directional_minimum_full_month | 175 | 24 | 24 | 24 | TRUE | 0 | 0 | 0 | 0.13714 | calibrated_directional_minimum_full_month | 175 | 0 | 24 | 24 | 2026-08-01_85 | TRUE | 3075.15 | 60 | 46235.8021 | 46235.7917 | 0.04529 | 65.7183 | 49.4139 | 662.2453 | 0.3125 | calibrated_PETROM_full_month_P90 | 128 | TRUE | 40 | 40 | 40 | FALSE | 2026-08-01 | 3752.9576
2026-08-01 19:15 | 2026-08-01 19:30 | 2026-08-01 22:15 | 2026-08-01 | 0.25 | FORMAL | 2026-08-01 19:00 | 201.51 | 2026-08-01_86 | 15 | DA_2026-08-01@5135e8067e27 | 2026-07-31 | 5.2473 | BNR_FX_2026@9bb4cfc29e8f | 131.968 | FCR_2026-08-01T19:00:00Z | tenderStatistics_2026-08@d7daa9807303 | 66.2245 | PUBLISHED_PROXY | 175 | aFRRUp_2026-08-01T19:00:00Z | tenderStatistics_2026-08@d7daa9807303 | 3.9144 | PUBLISHED_PROXY | 175 | aFRRDown_2026-08-01T19:00:00Z | tenderStatistics_2026-08@d7daa9807303 | 2.5937 | PUBLISHED_PROXY |  | SOURCE_NULL_NOT_MODELED |  | 168.9945 | PUBLISHED_PROXY | 0.745 | 72.4054 | PUBLISHED_PROXY | 0.58 | marginalPricesOverview_2026-08@4f1f9f7e4d34 | activatedBalancingEnergyOverview_2026-08@914407f42f6a | PUBLISHED_NATIVE | 0.017029 | 0.013257 | 0.030286 | TRUE | TRUE | TRUE | TRUE | TRUE | TRUE | TRUE | TRUE | OK | OK | EUR | -5.7593 | 0.079543 | 15.5623 | 0.13714 | calibrated_directional_minimum_full_month | 175 | 24 | 24 | 24 | TRUE | 0 | 0 | 0 | 0.13714 | calibrated_directional_minimum_full_month | 175 | 0 | 24 | 24 | 2026-08-01_86 | TRUE | 3022.65 | 60 | 46235.8125 | 46235.8021 | 0.04505 | 49.4139 | 33.196 | 662.2453 | 0.3125 | calibrated_PETROM_full_month_P90 | 128 | TRUE | 40 | 40 | 40 | FALSE | 2026-08-01 | 3694.6983
2026-08-01 19:30 | 2026-08-01 19:45 | 2026-08-01 22:30 | 2026-08-01 | 0.25 | FORMAL | 2026-08-01 19:00 | 182.41 | 2026-08-01_87 | 15 | DA_2026-08-01@5135e8067e27 | 2026-07-31 | 5.2473 | BNR_FX_2026@9bb4cfc29e8f | 131.968 | FCR_2026-08-01T19:00:00Z | tenderStatistics_2026-08@d7daa9807303 | 66.2245 | PUBLISHED_PROXY | 175 | aFRRUp_2026-08-01T19:00:00Z | tenderStatistics_2026-08@d7daa9807303 | 3.9144 | PUBLISHED_PROXY | 175 | aFRRDown_2026-08-01T19:00:00Z | tenderStatistics_2026-08@d7daa9807303 | 2.5937 | PUBLISHED_PROXY |  | SOURCE_NULL_NOT_MODELED |  | 166.2165 | PUBLISHED_PROXY | 0.288 | 76.9199 | PUBLISHED_PROXY | 0.74 | marginalPricesOverview_2026-08@4f1f9f7e4d34 | activatedBalancingEnergyOverview_2026-08@914407f42f6a | PUBLISHED_NATIVE | 0.0065829 | 0.016914 | 0.023497 | TRUE | TRUE | TRUE | TRUE | TRUE | TRUE | TRUE | TRUE | OK | OK | EUR | -7.8063 | 0.10149 | 15.5623 | 0.13714 | calibrated_directional_minimum_full_month | 175 | 24 | 24 | 24 | TRUE | 0 | 0 | 0 | 0.13714 | calibrated_directional_minimum_full_month | 175 | 0 | 24 | 24 | 2026-08-01_87 | TRUE | 0 | 0 | 46235.8229 | 46235.8125 | 0.00025935 | 33.196 | 33.2894 | 662.2453 | 0.3125 | calibrated_PETROM_full_month_P90 | 128 | TRUE | 40 | 40 | 40 | FALSE | 2026-08-01 | 670.0014
2026-08-01 19:45 | 2026-08-01 20:00 | 2026-08-01 22:45 | 2026-08-01 | 0.25 | FORMAL | 2026-08-01 19:00 | 173.85 | 2026-08-01_88 | 15 | DA_2026-08-01@5135e8067e27 | 2026-07-31 | 5.2473 | BNR_FX_2026@9bb4cfc29e8f | 131.968 | FCR_2026-08-01T19:00:00Z | tenderStatistics_2026-08@d7daa9807303 | 66.2245 | PUBLISHED_PROXY | 175 | aFRRUp_2026-08-01T19:00:00Z | tenderStatistics_2026-08@d7daa9807303 | 3.9144 | PUBLISHED_PROXY | 175 | aFRRDown_2026-08-01T19:00:00Z | tenderStatistics_2026-08@d7daa9807303 | 2.5937 | PUBLISHED_PROXY |  | SOURCE_NULL_NOT_MODELED |  | 164.9923 | PUBLISHED_PROXY | 0.28 | 70.1446 | PUBLISHED_PROXY | 2.268 | marginalPricesOverview_2026-08@4f1f9f7e4d34 | activatedBalancingEnergyOverview_2026-08@914407f42f6a | PUBLISHED_NATIVE | 0.0064 | 0.05184 | 0.05824 | TRUE | TRUE | TRUE | TRUE | TRUE | TRUE | TRUE | TRUE | OK | OK | EUR | -21.8178 | 0.31104 | 15.5623 | 0.13714 | calibrated_directional_minimum_full_month | 175 | 24 | 24 | 24 | TRUE | 0 | 0 | 0 | 0.13714 | calibrated_directional_minimum_full_month | 175 | 0 | 24 | 24 | 2026-08-01_88 | TRUE | 0 | 0 | 46235.8333 | 46235.8229 | 0.00079488 | 33.2894 | 33.5756 | 662.2453 | 0.3125 | calibrated_PETROM_full_month_P90 | 128 | TRUE | 40 | 40 | 40 | FALSE | 2026-08-01 | 655.9898
2026-08-01 20:00 | 2026-08-01 20:15 | 2026-08-01 23:00 | 2026-08-01 | 0.25 | FORMAL | 2026-08-01 20:00 | 190.2 | 2026-08-01_89 | 15 | DA_2026-08-01@5135e8067e27 | 2026-07-31 | 5.2473 | BNR_FX_2026@9bb4cfc29e8f | 131.968 | FCR_2026-08-01T20:00:00Z | tenderStatistics_2026-08@d7daa9807303 | 66.2245 | PUBLISHED_PROXY | 175 | aFRRUp_2026-08-01T20:00:00Z | tenderStatistics_2026-08@d7daa9807303 | 7.1275 | PUBLISHED_PROXY | 175 | aFRRDown_2026-08-01T20:00:00Z | tenderStatistics_2026-08@d7daa9807303 | 2.5937 | PUBLISHED_PROXY |  | SOURCE_NULL_NOT_MODELED |  | 168.4975 | PUBLISHED_PROXY | 0.939 | 74.3255 | PUBLISHED_PROXY | 0.619 | marginalPricesOverview_2026-08@4f1f9f7e4d34 | activatedBalancingEnergyOverview_2026-08@914407f42f6a | PUBLISHED_NATIVE | 0.021463 | 0.014149 | 0.035611 | TRUE | TRUE | TRUE | TRUE | TRUE | TRUE | TRUE | TRUE | OK | OK | EUR | -6.3096 | 0.084891 | 15.5623 | 0.13714 | calibrated_directional_minimum_full_month | 175 | 24 | 24 | 24 | TRUE | 21.6986 | 0.12878 | 42.7649 | 0.13714 | calibrated_directional_minimum_full_month | 175 | 24 | 24 | 24 | 2026-08-01_89 | TRUE | 0 | 0 | 46235.8438 | 46235.8333 | 0.00060576 | 33.5756 | 33.5137 | 662.2453 | 0.3125 | calibrated_PETROM_full_month_P90 | 128 | TRUE | 40 | 40 | 40 | FALSE | 2026-08-01 | 735.9615
2026-08-01 20:15 | 2026-08-01 20:30 | 2026-08-01 23:15 | 2026-08-01 | 0.25 | FORMAL | 2026-08-01 20:00 | 179.69 | 2026-08-01_90 | 15 | DA_2026-08-01@5135e8067e27 | 2026-07-31 | 5.2473 | BNR_FX_2026@9bb4cfc29e8f | 131.968 | FCR_2026-08-01T20:00:00Z | tenderStatistics_2026-08@d7daa9807303 | 66.2245 | PUBLISHED_PROXY | 175 | aFRRUp_2026-08-01T20:00:00Z | tenderStatistics_2026-08@d7daa9807303 | 7.1275 | PUBLISHED_PROXY | 175 | aFRRDown_2026-08-01T20:00:00Z | tenderStatistics_2026-08@d7daa9807303 | 2.5937 | PUBLISHED_PROXY |  | SOURCE_NULL_NOT_MODELED |  | 206.4252 | PUBLISHED_PROXY | 4.482 | 0 | PUBLISHED_PROXY | 0 | marginalPricesOverview_2026-08@4f1f9f7e4d34 | activatedBalancingEnergyOverview_2026-08@914407f42f6a | PUBLISHED_NATIVE | 0.10245 | 0 | 0.10245 | TRUE | TRUE | TRUE | TRUE | TRUE | TRUE | TRUE | TRUE | OK | OK | EUR | 0 | 0 | 15.5623 | 0.13714 | calibrated_directional_minimum_full_month | 175 | 24 | 24 | 24 | TRUE | 126.8843 | 0.61467 | 42.7649 | 0.13714 | calibrated_directional_minimum_full_month | 175 | 24 | 24 | 24 | 2026-08-01_90 | TRUE | 0 | 0 | 46235.8542 | 46235.8438 | 0.0018559 | 33.5137 | 32.8456 | 662.2453 | 0.3125 | calibrated_PETROM_full_month_P90 | 128 | TRUE | 40 | 40 | 40 | FALSE | 2026-08-01 | 847.4568
2026-08-01 20:30 | 2026-08-01 20:45 | 2026-08-01 23:30 | 2026-08-01 | 0.25 | FORMAL | 2026-08-01 20:00 | 175.2 | 2026-08-01_91 | 15 | DA_2026-08-01@5135e8067e27 | 2026-07-31 | 5.2473 | BNR_FX_2026@9bb4cfc29e8f | 131.968 | FCR_2026-08-01T20:00:00Z | tenderStatistics_2026-08@d7daa9807303 | 66.2245 | PUBLISHED_PROXY | 175 | aFRRUp_2026-08-01T20:00:00Z | tenderStatistics_2026-08@d7daa9807303 | 7.1275 | PUBLISHED_PROXY | 175 | aFRRDown_2026-08-01T20:00:00Z | tenderStatistics_2026-08@d7daa9807303 | 2.5937 | PUBLISHED_PROXY |  | SOURCE_NULL_NOT_MODELED |  | 211.4798 | PUBLISHED_PROXY | 5.388 | 0 | PUBLISHED_PROXY | 0 | marginalPricesOverview_2026-08@4f1f9f7e4d34 | activatedBalancingEnergyOverview_2026-08@914407f42f6a | PUBLISHED_NATIVE | 0.12315 | 0 | 0.12315 | TRUE | TRUE | TRUE | TRUE | TRUE | TRUE | TRUE | TRUE | OK | OK | EUR | 0 | 0 | 15.5623 | 0.13714 | calibrated_directional_minimum_full_month | 175 | 24 | 24 | 24 | TRUE | 156.2679 | 0.73893 | 42.7649 | 0.13714 | calibrated_directional_minimum_full_month | 175 | 24 | 24 | 24 | 2026-08-01_91 | TRUE | 0 | 0 | 46235.8646 | 46235.8542 | 0.0022311 | 32.8456 | 32.0424 | 662.2453 | 0.3125 | calibrated_PETROM_full_month_P90 | 128 | TRUE | 40 | 40 | 40 | FALSE | 2026-08-01 | 876.8404
2026-08-01 20:45 | 2026-08-01 21:00 | 2026-08-01 23:45 | 2026-08-01 | 0.25 | FORMAL | 2026-08-01 20:00 | 169.1 | 2026-08-01_92 | 15 | DA_2026-08-01@5135e8067e27 | 2026-07-31 | 5.2473 | BNR_FX_2026@9bb4cfc29e8f | 131.968 | FCR_2026-08-01T20:00:00Z | tenderStatistics_2026-08@d7daa9807303 | 66.2245 | PUBLISHED_PROXY | 175 | aFRRUp_2026-08-01T20:00:00Z | tenderStatistics_2026-08@d7daa9807303 | 7.1275 | PUBLISHED_PROXY | 175 | aFRRDown_2026-08-01T20:00:00Z | tenderStatistics_2026-08@d7daa9807303 | 2.5937 | PUBLISHED_PROXY |  | SOURCE_NULL_NOT_MODELED |  | 198.7775 | PUBLISHED_PROXY | 2.141 | 77.1826 | PUBLISHED_PROXY | 0.126 | marginalPricesOverview_2026-08@4f1f9f7e4d34 | activatedBalancingEnergyOverview_2026-08@914407f42f6a | PUBLISHED_NATIVE | 0.048937 | 0.00288 | 0.051817 | TRUE | TRUE | TRUE | TRUE | TRUE | TRUE | TRUE | TRUE | OK | OK | EUR | -1.3337 | 0.01728 | 15.5623 | 0.13714 | calibrated_directional_minimum_full_month | 175 | 24 | 24 | 24 | TRUE | 58.3656 | 0.29362 | 42.7649 | 0.13714 | calibrated_directional_minimum_full_month | 175 | 24 | 24 | 24 | 2026-08-01_92 | TRUE | 0 | 0 | 46235.875 | 46235.8646 | 0.0009307 | 32.0424 | 31.7391 | 662.2453 | 0.3125 | calibrated_PETROM_full_month_P90 | 128 | TRUE | 40 | 40 | 40 | FALSE | 2026-08-01 | 777.6044
2026-08-01 21:00 | 2026-08-01 21:15 | 2026-08-02 | 2026-08-02 | 0.25 | FORMAL | 2026-08-01 21:00 | 172.11 | 2026-08-01_93 | 15 | DA_2026-08-01@5135e8067e27 | 2026-07-31 | 5.2473 | BNR_FX_2026@9bb4cfc29e8f | 131.968 | FCR_2026-08-01T21:00:00Z | tenderStatistics_2026-08@d7daa9807303 | 66.2245 | PUBLISHED_PROXY | 175 | aFRRUp_2026-08-01T21:00:00Z | tenderStatistics_2026-08@d7daa9807303 | 7.1275 | PUBLISHED_PROXY | 175 | aFRRDown_2026-08-01T21:00:00Z | tenderStatistics_2026-08@d7daa9807303 | 2.7062 | PUBLISHED_PROXY |  | SOURCE_NULL_NOT_MODELED |  | 184.1103 | PUBLISHED_PROXY | 2.289 | 77.1826 | PUBLISHED_PROXY | 0.353 | marginalPricesOverview_2026-08@4f1f9f7e4d34 | activatedBalancingEnergyOverview_2026-08@914407f42f6a | PUBLISHED_NATIVE | 0.05232 | 0.0080686 | 0.060389 | TRUE | TRUE | TRUE | TRUE | TRUE | TRUE | TRUE | TRUE | OK | OK | EUR | -3.7365 | 0.048411 | 16.2369 | 0.13714 | calibrated_directional_minimum_full_month | 175 | 24 | 24 | 24 | TRUE | 57.7959 | 0.31392 | 42.7649 | 0.13714 | calibrated_directional_minimum_full_month | 175 | 24 | 24 | 24 | 2026-08-01_93 | TRUE | -794.2028 | -18.458 | 46235.8854 | 46235.875 | 0.011518 | 31.7391 | 35.7281 | 662.2453 | 0.3125 | calibrated_PETROM_full_month_P90 | 128 | TRUE | 40 | 40 | 40 | FALSE | 2026-08-02 | -18.8963
2026-08-01 21:15 | 2026-08-01 21:30 | 2026-08-02 00:15 | 2026-08-02 | 0.25 | FORMAL | 2026-08-01 21:00 | 171.94 | 2026-08-01_94 | 15 | DA_2026-08-01@5135e8067e27 | 2026-07-31 | 5.2473 | BNR_FX_2026@9bb4cfc29e8f | 131.968 | FCR_2026-08-01T21:00:00Z | tenderStatistics_2026-08@d7daa9807303 | 66.2245 | PUBLISHED_PROXY | 175 | aFRRUp_2026-08-01T21:00:00Z | tenderStatistics_2026-08@d7daa9807303 | 7.1275 | PUBLISHED_PROXY | 175 | aFRRDown_2026-08-01T21:00:00Z | tenderStatistics_2026-08@d7daa9807303 | 2.7062 | PUBLISHED_PROXY |  | SOURCE_NULL_NOT_MODELED |  | 0 | PUBLISHED_PROXY | 0 | 70.3167 | PUBLISHED_PROXY | 5.616 | marginalPricesOverview_2026-08@4f1f9f7e4d34 | activatedBalancingEnergyOverview_2026-08@914407f42f6a | PUBLISHED_NATIVE | 0 | 0.12837 | 0.12837 | TRUE | TRUE | TRUE | TRUE | TRUE | TRUE | TRUE | TRUE | OK | OK | EUR | -54.1575 | 0.77019 | 16.2369 | 0.13714 | calibrated_directional_minimum_full_month | 175 | 24 | 24 | 24 | TRUE | 0 | 0 | 42.7649 | 0.13714 | calibrated_directional_minimum_full_month | 175 | 24 | 24 | 24 | 2026-08-01_94 | TRUE | 0 | 0 | 46235.8958 | 46235.8854 | 0.0019683 | 35.7281 | 36.4367 | 662.2453 | 0.3125 | calibrated_PETROM_full_month_P90 | 128 | TRUE | 40 | 40 | 40 | FALSE | 2026-08-02 | 667.0896
2026-08-01 21:30 | 2026-08-01 21:45 | 2026-08-02 00:30 | 2026-08-02 | 0.25 | FORMAL | 2026-08-01 21:00 | 171.23 | 2026-08-01_95 | 15 | DA_2026-08-01@5135e8067e27 | 2026-07-31 | 5.2473 | BNR_FX_2026@9bb4cfc29e8f | 131.968 | FCR_2026-08-01T21:00:00Z | tenderStatistics_2026-08@d7daa9807303 | 66.2245 | PUBLISHED_PROXY | 175 | aFRRUp_2026-08-01T21:00:00Z | tenderStatistics_2026-08@d7daa9807303 | 7.1275 | PUBLISHED_PROXY | 175 | aFRRDown_2026-08-01T21:00:00Z | tenderStatistics_2026-08@d7daa9807303 | 2.7062 | PUBLISHED_PROXY |  | SOURCE_NULL_NOT_MODELED |  | 176.4248 | PUBLISHED_PROXY | 0.871 | 70.1256 | PUBLISHED_PROXY | 1.239 | marginalPricesOverview_2026-08@4f1f9f7e4d34 | activatedBalancingEnergyOverview_2026-08@914407f42f6a | PUBLISHED_NATIVE | 0.019909 | 0.02832 | 0.048229 | TRUE | TRUE | TRUE | TRUE | TRUE | TRUE | TRUE | TRUE | OK | OK | EUR | -11.9157 | 0.16992 | 16.2369 | 0.13714 | calibrated_directional_minimum_full_month | 175 | 24 | 24 | 24 | TRUE | 21.0742 | 0.11945 | 42.7649 | 0.13714 | calibrated_directional_minimum_full_month | 175 | 24 | 24 | 24 | 2026-08-01_95 | TRUE | 0 | 0 | 46235.9062 | 46235.8958 | 0.0007949 | 36.4367 | 36.4632 | 662.2453 | 0.3125 | calibrated_PETROM_full_month_P90 | 128 | TRUE | 40 | 40 | 40 | FALSE | 2026-08-02 | 730.4056
2026-08-01 21:45 | 2026-08-01 22:00 | 2026-08-02 00:45 | 2026-08-02 | 0.25 | FORMAL | 2026-08-01 21:00 | 164.72 | 2026-08-01_96 | 15 | DA_2026-08-01@5135e8067e27 | 2026-07-31 | 5.2473 | BNR_FX_2026@9bb4cfc29e8f | 131.968 | FCR_2026-08-01T21:00:00Z | tenderStatistics_2026-08@d7daa9807303 | 66.2245 | PUBLISHED_PROXY | 175 | aFRRUp_2026-08-01T21:00:00Z | tenderStatistics_2026-08@d7daa9807303 | 7.1275 | PUBLISHED_PROXY | 175 | aFRRDown_2026-08-01T21:00:00Z | tenderStatistics_2026-08@d7daa9807303 | 2.7062 | PUBLISHED_PROXY |  | SOURCE_NULL_NOT_MODELED |  | 157.4648 | PUBLISHED_PROXY | 0.147 | 76.9855 | PUBLISHED_PROXY | 1.01 | marginalPricesOverview_2026-08@4f1f9f7e4d34 | activatedBalancingEnergyOverview_2026-08@914407f42f6a | PUBLISHED_NATIVE | 0.00336 | 0.023086 | 0.026446 | TRUE | TRUE | TRUE | TRUE | TRUE | TRUE | TRUE | TRUE | OK | OK | EUR | -10.6636 | 0.13851 | 16.2369 | 0.13714 | calibrated_directional_minimum_full_month | 175 | 24 | 24 | 24 | TRUE | 3.1745 | 0.02016 | 42.7649 | 0.13714 | calibrated_directional_minimum_full_month | 175 | 24 | 24 | 24 | 2026-08-01_96 | TRUE | 0 | 0 | 46235.9167 | 46235.9062 | 0.00041485 | 36.4632 | 36.5687 | 662.2453 | 0.3125 | calibrated_PETROM_full_month_P90 | 128 | TRUE | 40 | 40 | 40 | FALSE | 2026-08-02 | 713.758
2026-08-01 22:00 | 2026-08-01 22:15 | 2026-08-02 01:00 | 2026-08-02 | 0.25 | FORMAL | 2026-08-01 22:00 | 189.01 | 2026-08-02_1 | 15 | DA_2026-08-02@dd15ca7d2c57 | 2026-07-31 | 5.2473 | BNR_FX_2026@9bb4cfc29e8f | 128 | FCR_2026-08-01T22:00:00Z | tenderStatistics_2026-08@d7daa9807303 | 66.2245 | PUBLISHED_PROXY | 175 | aFRRUp_2026-08-01T22:00:00Z | tenderStatistics_2026-08@d7daa9807303 | 7.1275 | PUBLISHED_PROXY | 175 | aFRRDown_2026-08-01T22:00:00Z | tenderStatistics_2026-08@d7daa9807303 | 2.7062 | PUBLISHED_PROXY |  | SOURCE_NULL_NOT_MODELED |  | 0 | PUBLISHED_PROXY | 0 | 76.83 | PUBLISHED_PROXY | 6.271 | marginalPricesOverview_2026-08@4f1f9f7e4d34 | activatedBalancingEnergyOverview_2026-08@914407f42f6a | PUBLISHED_NATIVE | 0 | 0.14334 | 0.14334 | TRUE | TRUE | TRUE | TRUE | TRUE | TRUE | TRUE | TRUE | OK | OK | EUR | -66.0755 | 0.86002 | 16.2369 | 0.13714 | calibrated_directional_minimum_full_month | 175 | 24 | 24 | 24 | TRUE | 0 | 0 | 42.7649 | 0.13714 | calibrated_directional_minimum_full_month | 175 | 24 | 24 | 24 | 2026-08-02_1 | TRUE | 999.3969 | 21.1501 | 46235.9271 | 46235.9167 | 0.013937 | 36.5687 | 31.7391 | 662.2453 | 0.3125 | calibrated_PETROM_full_month_P90 | 128 | TRUE | 40 | 40 | 40 | FALSE | 2026-08-02 | 1654.5684
2026-08-01 22:15 | 2026-08-01 22:30 | 2026-08-02 01:15 | 2026-08-02 | 0.25 | FORMAL | 2026-08-01 22:00 | 171.26 | 2026-08-02_2 | 15 | DA_2026-08-02@dd15ca7d2c57 | 2026-07-31 | 5.2473 | BNR_FX_2026@9bb4cfc29e8f | 128 | FCR_2026-08-01T22:00:00Z | tenderStatistics_2026-08@d7daa9807303 | 66.2245 | PUBLISHED_PROXY | 175 | aFRRUp_2026-08-01T22:00:00Z | tenderStatistics_2026-08@d7daa9807303 | 7.1275 | PUBLISHED_PROXY | 175 | aFRRDown_2026-08-01T22:00:00Z | tenderStatistics_2026-08@d7daa9807303 | 2.7062 | PUBLISHED_PROXY |  | SOURCE_NULL_NOT_MODELED |  | 152.4594 | PUBLISHED_PROXY | 0.004 | 77.0337 | PUBLISHED_PROXY | 1.214 | marginalPricesOverview_2026-08@4f1f9f7e4d34 | activatedBalancingEnergyOverview_2026-08@914407f42f6a | PUBLISHED_NATIVE | 9.1429e-05 | 0.027749 | 0.02784 | TRUE | TRUE | TRUE | TRUE | TRUE | TRUE | TRUE | TRUE | OK | OK | EUR | -12.8255 | 0.16649 | 16.2369 | 0.13714 | calibrated_directional_minimum_full_month | 175 | 24 | 24 | 24 | TRUE | 0.083635 | 0.00054857 | 42.7649 | 0.13714 | calibrated_directional_minimum_full_month | 175 | 24 | 24 | 24 | 2026-08-02_2 | TRUE | 0 | 0 | 46235.9375 | 46235.9271 | 0.00042713 | 31.7391 | 31.8917 | 662.2453 | 0.3125 | calibrated_PETROM_full_month_P90 | 128 | TRUE | 40 | 40 | 40 | FALSE | 2026-08-02 | 708.5053
2026-08-01 22:30 | 2026-08-01 22:45 | 2026-08-02 01:30 | 2026-08-02 | 0.25 | FORMAL | 2026-08-01 22:00 | 161.1 | 2026-08-02_3 | 15 | DA_2026-08-02@dd15ca7d2c57 | 2026-07-31 | 5.2473 | BNR_FX_2026@9bb4cfc29e8f | 128 | FCR_2026-08-01T22:00:00Z | tenderStatistics_2026-08@d7daa9807303 | 66.2245 | PUBLISHED_PROXY | 175 | aFRRUp_2026-08-01T22:00:00Z | tenderStatistics_2026-08@d7daa9807303 | 7.1275 | PUBLISHED_PROXY | 175 | aFRRDown_2026-08-01T22:00:00Z | tenderStatistics_2026-08@d7daa9807303 | 2.7062 | PUBLISHED_PROXY |  | SOURCE_NULL_NOT_MODELED |  | 152.4594 | PUBLISHED_PROXY | 0.091 | 77.1826 | PUBLISHED_PROXY | 1.431 | marginalPricesOverview_2026-08@4f1f9f7e4d34 | activatedBalancingEnergyOverview_2026-08@914407f42f6a | PUBLISHED_NATIVE | 0.00208 | 0.032709 | 0.034789 | TRUE | TRUE | TRUE | TRUE | TRUE | TRUE | TRUE | TRUE | OK | OK | EUR | -15.1472 | 0.19625 | 16.2369 | 0.13714 | calibrated_directional_minimum_full_month | 175 | 24 | 24 | 24 | TRUE | 1.9027 | 0.01248 | 42.7649 | 0.13714 | calibrated_directional_minimum_full_month | 175 | 24 | 24 | 24 | 2026-08-02_3 | TRUE | 0 | 0 | 46235.9479 | 46235.9375 | 0.00053921 | 31.8917 | 32.0587 | 662.2453 | 0.3125 | calibrated_PETROM_full_month_P90 | 128 | TRUE | 40 | 40 | 40 | FALSE | 2026-08-02 | 708.0026
2026-08-01 22:45 | 2026-08-01 23:00 | 2026-08-02 01:45 | 2026-08-02 | 0.25 | FORMAL | 2026-08-01 22:00 | 160.43 | 2026-08-02_4 | 15 | DA_2026-08-02@dd15ca7d2c57 | 2026-07-31 | 5.2473 | BNR_FX_2026@9bb4cfc29e8f | 128 | FCR_2026-08-01T22:00:00Z | tenderStatistics_2026-08@d7daa9807303 | 66.2245 | PUBLISHED_PROXY | 175 | aFRRUp_2026-08-01T22:00:00Z | tenderStatistics_2026-08@d7daa9807303 | 7.1275 | PUBLISHED_PROXY | 175 | aFRRDown_2026-08-01T22:00:00Z | tenderStatistics_2026-08@d7daa9807303 | 2.7062 | PUBLISHED_PROXY |  | SOURCE_NULL_NOT_MODELED |  | 165.0062 | PUBLISHED_PROXY | 0.203 | 77.1826 | PUBLISHED_PROXY | 0.455 | marginalPricesOverview_2026-08@4f1f9f7e4d34 | activatedBalancingEnergyOverview_2026-08@914407f42f6a | PUBLISHED_NATIVE | 0.00464 | 0.0104 | 0.01504 | TRUE | TRUE | TRUE | TRUE | TRUE | TRUE | TRUE | TRUE | OK | OK | EUR | -4.8162 | 0.0624 | 16.2369 | 0.13714 | calibrated_directional_minimum_full_month | 175 | 24 | 24 | 24 | TRUE | 4.5938 | 0.02784 | 42.7649 | 0.13714 | calibrated_directional_minimum_full_month | 175 | 24 | 24 | 24 | 2026-08-02_4 | TRUE | 0 | 0 | 46235.9583 | 46235.9479 | 0.00024352 | 32.0587 | 32.0858 | 662.2453 | 0.3125 | calibrated_PETROM_full_month_P90 | 128 | TRUE | 40 | 40 | 40 | FALSE | 2026-08-02 | 721.0247
2026-08-01 23:00 | 2026-08-01 23:15 | 2026-08-02 02:00 | 2026-08-02 | 0.25 | FORMAL | 2026-08-01 23:00 | 160.86 | 2026-08-02_5 | 15 | DA_2026-08-02@dd15ca7d2c57 | 2026-07-31 | 5.2473 | BNR_FX_2026@9bb4cfc29e8f | 128 | FCR_2026-08-01T23:00:00Z | tenderStatistics_2026-08@d7daa9807303 | 66.2245 | PUBLISHED_PROXY | 175 | aFRRUp_2026-08-01T23:00:00Z | tenderStatistics_2026-08@d7daa9807303 | 7.1275 | PUBLISHED_PROXY | 175 | aFRRDown_2026-08-01T23:00:00Z | tenderStatistics_2026-08@d7daa9807303 | 2.7062 | PUBLISHED_PROXY |  | SOURCE_NULL_NOT_MODELED |  | 178.9172 | PUBLISHED_PROXY | 2.189 | 0 | PUBLISHED_PROXY | 0 | marginalPricesOverview_2026-08@4f1f9f7e4d34 | activatedBalancingEnergyOverview_2026-08@914407f42f6a | PUBLISHED_NATIVE | 0.050034 | 0 | 0.050034 | TRUE | TRUE | TRUE | TRUE | TRUE | TRUE | TRUE | TRUE | OK | OK | EUR | 0 | 0 | 16.2369 | 0.13714 | calibrated_directional_minimum_full_month | 175 | 24 | 24 | 24 | TRUE | 53.712 | 0.30021 | 42.7649 | 0.13714 | calibrated_directional_minimum_full_month | 175 | 24 | 24 | 24 | 2026-08-02_5 | TRUE | -7.2487 | -0.18025 | 46235.9688 | 46235.9583 | 0.001009 | 32.0858 | 31.8014 | 662.2453 | 0.3125 | calibrated_PETROM_full_month_P90 | 128 | TRUE | 40 | 40 | 40 | FALSE | 2026-08-02 | 767.7104
2026-08-01 23:15 | 2026-08-01 23:30 | 2026-08-02 02:15 | 2026-08-02 | 0.25 | FORMAL | 2026-08-01 23:00 | 156.81 | 2026-08-02_6 | 15 | DA_2026-08-02@dd15ca7d2c57 | 2026-07-31 | 5.2473 | BNR_FX_2026@9bb4cfc29e8f | 128 | FCR_2026-08-01T23:00:00Z | tenderStatistics_2026-08@d7daa9807303 | 66.2245 | PUBLISHED_PROXY | 175 | aFRRUp_2026-08-01T23:00:00Z | tenderStatistics_2026-08@d7daa9807303 | 7.1275 | PUBLISHED_PROXY | 175 | aFRRDown_2026-08-01T23:00:00Z | tenderStatistics_2026-08@d7daa9807303 | 2.7062 | PUBLISHED_PROXY |  | SOURCE_NULL_NOT_MODELED |  | 171.4133 | PUBLISHED_PROXY | 2.75 | 76.9457 | PUBLISHED_PROXY | 1.345 | marginalPricesOverview_2026-08@4f1f9f7e4d34 | activatedBalancingEnergyOverview_2026-08@914407f42f6a | PUBLISHED_NATIVE | 0.062857 | 0.030743 | 0.0936 | TRUE | TRUE | TRUE | TRUE | TRUE | TRUE | TRUE | TRUE | OK | OK | EUR | -14.1932 | 0.18446 | 16.2369 | 0.13714 | calibrated_directional_minimum_full_month | 175 | 24 | 24 | 24 | TRUE | 64.6473 | 0.37714 | 42.7649 | 0.13714 | calibrated_directional_minimum_full_month | 175 | 24 | 24 | 24 | 2026-08-02_6 | TRUE | -288.9355 | -7.3703 | 46235.9792 | 46235.9688 | 0.0056733 | 31.8014 | 33.2756 | 662.2453 | 0.3125 | calibrated_PETROM_full_month_P90 | 128 | TRUE | 40 | 40 | 40 | FALSE | 2026-08-02 | 482.7658
2026-08-01 23:30 | 2026-08-01 23:45 | 2026-08-02 02:30 | 2026-08-02 | 0.25 | FORMAL | 2026-08-01 23:00 | 162.01 | 2026-08-02_7 | 15 | DA_2026-08-02@dd15ca7d2c57 | 2026-07-31 | 5.2473 | BNR_FX_2026@9bb4cfc29e8f | 128 | FCR_2026-08-01T23:00:00Z | tenderStatistics_2026-08@d7daa9807303 | 66.2245 | PUBLISHED_PROXY | 175 | aFRRUp_2026-08-01T23:00:00Z | tenderStatistics_2026-08@d7daa9807303 | 7.1275 | PUBLISHED_PROXY | 175 | aFRRDown_2026-08-01T23:00:00Z | tenderStatistics_2026-08@d7daa9807303 | 2.7062 | PUBLISHED_PROXY |  | SOURCE_NULL_NOT_MODELED |  | 171.257 | PUBLISHED_PROXY | 4.19 | 77.1826 | PUBLISHED_PROXY | 0.017 | marginalPricesOverview_2026-08@4f1f9f7e4d34 | activatedBalancingEnergyOverview_2026-08@914407f42f6a | PUBLISHED_NATIVE | 0.095771 | 0.00038857 | 0.09616 | TRUE | TRUE | TRUE | TRUE | TRUE | TRUE | TRUE | TRUE | OK | OK | EUR | -0.17995 | 0.0023314 | 16.2369 | 0.13714 | calibrated_directional_minimum_full_month | 175 | 24 | 24 | 24 | TRUE | 98.4092 | 0.57463 | 42.7649 | 0.13714 | calibrated_directional_minimum_full_month | 175 | 24 | 24 | 24 | 2026-08-02_7 | TRUE | 0 | 0 | 46235.9896 | 46235.9792 | 0.0017409 | 33.2756 | 32.6532 | 662.2453 | 0.3125 | calibrated_PETROM_full_month_P90 | 128 | TRUE | 40 | 40 | 40 | FALSE | 2026-08-02 | 819.4764
2026-08-01 23:45 | 2026-08-02 | 2026-08-02 02:45 | 2026-08-02 | 0.25 | FORMAL | 2026-08-01 23:00 | 160.5 | 2026-08-02_8 | 15 | DA_2026-08-02@dd15ca7d2c57 | 2026-07-31 | 5.2473 | BNR_FX_2026@9bb4cfc29e8f | 128 | FCR_2026-08-01T23:00:00Z | tenderStatistics_2026-08@d7daa9807303 | 66.2245 | PUBLISHED_PROXY | 175 | aFRRUp_2026-08-01T23:00:00Z | tenderStatistics_2026-08@d7daa9807303 | 7.1275 | PUBLISHED_PROXY | 175 | aFRRDown_2026-08-01T23:00:00Z | tenderStatistics_2026-08@d7daa9807303 | 2.7062 | PUBLISHED_PROXY |  | SOURCE_NULL_NOT_MODELED |  | 161.2334 | PUBLISHED_PROXY | 0.329 | 0 | PUBLISHED_PROXY | 0 | marginalPricesOverview_2026-08@4f1f9f7e4d34 | activatedBalancingEnergyOverview_2026-08@914407f42f6a | PUBLISHED_NATIVE | 0.00752 | 0 | 0.00752 | TRUE | TRUE | TRUE | TRUE | TRUE | TRUE | TRUE | TRUE | OK | OK | EUR | 0 | 0 | 16.2369 | 0.13714 | calibrated_directional_minimum_full_month | 175 | 24 | 24 | 24 | TRUE | 7.2749 | 0.04512 | 42.7649 | 0.13714 | calibrated_directional_minimum_full_month | 175 | 24 | 24 | 24 | 2026-08-02_8 | TRUE | 0 | 0 | 46236 | 46235.9896 | 0.00013623 | 32.6532 | 32.6041 | 662.2453 | 0.3125 | calibrated_PETROM_full_month_P90 | 128 | TRUE | 40 | 40 | 40 | FALSE | 2026-08-02 | 728.522
2026-08-02 | 2026-08-02 00:15 | 2026-08-02 03:00 | 2026-08-02 | 0.25 | FORMAL | 2026-08-02 | 159.1 | 2026-08-02_9 | 15 | DA_2026-08-02@dd15ca7d2c57 | 2026-07-31 | 5.2473 | BNR_FX_2026@9bb4cfc29e8f | 128 | FCR_2026-08-02T00:00:00Z | tenderStatistics_2026-08@d7daa9807303 | 66.2245 | PUBLISHED_PROXY | 175 | aFRRUp_2026-08-02T00:00:00Z | tenderStatistics_2026-08@d7daa9807303 | 7.1275 | PUBLISHED_PROXY | 175 | aFRRDown_2026-08-02T00:00:00Z | tenderStatistics_2026-08@d7daa9807303 | 4.2098 | PUBLISHED_PROXY |  | SOURCE_NULL_NOT_MODELED |  | 168.1516 | PUBLISHED_PROXY | 1.064 | 0 | PUBLISHED_PROXY | 0 | marginalPricesOverview_2026-08@4f1f9f7e4d34 | activatedBalancingEnergyOverview_2026-08@914407f42f6a | PUBLISHED_NATIVE | 0.02432 | 0 | 0.02432 | TRUE | TRUE | TRUE | TRUE | TRUE | TRUE | TRUE | TRUE | OK | OK | EUR | 0 | 0 | 25.2587 | 0.13714 | calibrated_directional_minimum_full_month | 175 | 24 | 24 | 24 | TRUE | 24.5367 | 0.14592 | 42.7649 | 0.13714 | calibrated_directional_minimum_full_month | 175 | 24 | 24 | 24 | 2026-08-02_9 | TRUE | 0 | 0 | 46236.0104 | 46236 | 0.00044058 | 32.6041 | 32.4455 | 662.2453 | 0.3125 | calibrated_PETROM_full_month_P90 | 128 | TRUE | 40 | 40 | 40 | FALSE | 2026-08-02 | 754.8056
2026-08-02 00:15 | 2026-08-02 00:30 | 2026-08-02 03:15 | 2026-08-02 | 0.25 | FORMAL | 2026-08-02 | 156.86 | 2026-08-02_10 | 15 | DA_2026-08-02@dd15ca7d2c57 | 2026-07-31 | 5.2473 | BNR_FX_2026@9bb4cfc29e8f | 128 | FCR_2026-08-02T00:00:00Z | tenderStatistics_2026-08@d7daa9807303 | 66.2245 | PUBLISHED_PROXY | 175 | aFRRUp_2026-08-02T00:00:00Z | tenderStatistics_2026-08@d7daa9807303 | 7.1275 | PUBLISHED_PROXY | 175 | aFRRDown_2026-08-02T00:00:00Z | tenderStatistics_2026-08@d7daa9807303 | 4.2098 | PUBLISHED_PROXY |  | SOURCE_NULL_NOT_MODELED |  | 176.554 | PUBLISHED_PROXY | 5.85 | 0 | PUBLISHED_PROXY | 0 | marginalPricesOverview_2026-08@4f1f9f7e4d34 | activatedBalancingEnergyOverview_2026-08@914407f42f6a | PUBLISHED_NATIVE | 0.13371 | 0 | 0.13371 | TRUE | TRUE | TRUE | TRUE | TRUE | TRUE | TRUE | TRUE | OK | OK | EUR | 0 | 0 | 25.2587 | 0.13714 | calibrated_directional_minimum_full_month | 175 | 24 | 24 | 24 | TRUE | 141.6468 | 0.80229 | 42.7649 | 0.13714 | calibrated_directional_minimum_full_month | 175 | 24 | 24 | 24 | 2026-08-02_10 | TRUE | -178.7728 | -4.5588 | 46236.0208 | 46236.0104 | 0.0044853 | 32.4455 | 32.6474 | 662.2453 | 0.3125 | calibrated_PETROM_full_month_P90 | 128 | TRUE | 40 | 40 | 40 | FALSE | 2026-08-02 | 693.1429
2026-08-02 00:30 | 2026-08-02 00:45 | 2026-08-02 03:30 | 2026-08-02 | 0.25 | FORMAL | 2026-08-02 | 157.31 | 2026-08-02_11 | 15 | DA_2026-08-02@dd15ca7d2c57 | 2026-07-31 | 5.2473 | BNR_FX_2026@9bb4cfc29e8f | 128 | FCR_2026-08-02T00:00:00Z | tenderStatistics_2026-08@d7daa9807303 | 66.2245 | PUBLISHED_PROXY | 175 | aFRRUp_2026-08-02T00:00:00Z | tenderStatistics_2026-08@d7daa9807303 | 7.1275 | PUBLISHED_PROXY | 175 | aFRRDown_2026-08-02T00:00:00Z | tenderStatistics_2026-08@d7daa9807303 | 4.2098 | PUBLISHED_PROXY |  | SOURCE_NULL_NOT_MODELED |  | 173.5898 | PUBLISHED_PROXY | 7.134 | 0 | PUBLISHED_PROXY | 0 | marginalPricesOverview_2026-08@4f1f9f7e4d34 | activatedBalancingEnergyOverview_2026-08@914407f42f6a | PUBLISHED_NATIVE | 0.16306 | 0 | 0.16306 | TRUE | TRUE | TRUE | TRUE | TRUE | TRUE | TRUE | TRUE | OK | OK | EUR | 0 | 0 | 25.2587 | 0.13714 | calibrated_directional_minimum_full_month | 175 | 24 | 24 | 24 | TRUE | 169.8363 | 0.97838 | 42.7649 | 0.13714 | calibrated_directional_minimum_full_month | 175 | 24 | 24 | 24 | 2026-08-02_11 | TRUE | -137.6889 | -3.5011 | 46236.0312 | 46236.0208 | 0.0043952 | 32.6474 | 32.4131 | 662.2453 | 0.3125 | calibrated_PETROM_full_month_P90 | 128 | TRUE | 40 | 40 | 40 | FALSE | 2026-08-02 | 762.4164
2026-08-02 00:45 | 2026-08-02 01:00 | 2026-08-02 03:45 | 2026-08-02 | 0.25 | FORMAL | 2026-08-02 | 154.8 | 2026-08-02_12 | 15 | DA_2026-08-02@dd15ca7d2c57 | 2026-07-31 | 5.2473 | BNR_FX_2026@9bb4cfc29e8f | 128 | FCR_2026-08-02T00:00:00Z | tenderStatistics_2026-08@d7daa9807303 | 66.2245 | PUBLISHED_PROXY | 175 | aFRRUp_2026-08-02T00:00:00Z | tenderStatistics_2026-08@d7daa9807303 | 7.1275 | PUBLISHED_PROXY | 175 | aFRRDown_2026-08-02T00:00:00Z | tenderStatistics_2026-08@d7daa9807303 | 4.2098 | PUBLISHED_PROXY |  | SOURCE_NULL_NOT_MODELED |  | 185.3584 | PUBLISHED_PROXY | 10.827 | 0 | PUBLISHED_PROXY | 0 | marginalPricesOverview_2026-08@4f1f9f7e4d34 | activatedBalancingEnergyOverview_2026-08@914407f42f6a | PUBLISHED_NATIVE | 0.24747 | 0 | 0.24747 | TRUE | TRUE | TRUE | TRUE | TRUE | TRUE | TRUE | TRUE | OK | OK | EUR | 0 | 0 | 25.2587 | 0.13714 | calibrated_directional_minimum_full_month | 175 | 24 | 24 | 24 | TRUE | 275.2286 | 1.4848 | 42.7649 | 0.13714 | calibrated_directional_minimum_full_month | 175 | 24 | 24 | 24 | 2026-08-02_12 | TRUE | -540.9606 | -13.9783 | 46236.0417 | 46236.0312 | 0.0085926 | 32.4131 | 34.1585 | 662.2453 | 0.3125 | calibrated_PETROM_full_month_P90 | 128 | TRUE | 40 | 40 | 40 | FALSE | 2026-08-02 | 464.5368
2026-08-02 01:00 | 2026-08-02 01:15 | 2026-08-02 04:00 | 2026-08-02 | 0.25 | FORMAL | 2026-08-02 01:00 | 157.48 | 2026-08-02_13 | 15 | DA_2026-08-02@dd15ca7d2c57 | 2026-07-31 | 5.2473 | BNR_FX_2026@9bb4cfc29e8f | 128 | FCR_2026-08-02T01:00:00Z | tenderStatistics_2026-08@d7daa9807303 | 66.2245 | PUBLISHED_PROXY | 175 | aFRRUp_2026-08-02T01:00:00Z | tenderStatistics_2026-08@d7daa9807303 | 7.1275 | PUBLISHED_PROXY | 175 | aFRRDown_2026-08-02T01:00:00Z | tenderStatistics_2026-08@d7daa9807303 | 5.0769 | PUBLISHED_PROXY |  | SOURCE_NULL_NOT_MODELED |  | 217.7878 | PUBLISHED_PROXY | 16.23 | 0 | PUBLISHED_PROXY | 0 | marginalPricesOverview_2026-08@4f1f9f7e4d34 | activatedBalancingEnergyOverview_2026-08@914407f42f6a | PUBLISHED_NATIVE | 0.37097 | 0 | 0.37097 | TRUE | TRUE | TRUE | TRUE | TRUE | TRUE | TRUE | TRUE | OK | OK | EUR | 0 | 0 | 30.4614 | 0.13714 | calibrated_directional_minimum_full_month | 175 | 24 | 24 | 24 | TRUE | 484.7583 | 2.2258 | 42.7649 | 0.13714 | calibrated_directional_minimum_full_month | 175 | 24 | 24 | 24 | 2026-08-02_13 | TRUE | 0 | 0 | 46236.0521 | 46236.0417 | 0.0067205 | 34.1585 | 31.7391 | 662.2453 | 0.3125 | calibrated_PETROM_full_month_P90 | 128 | TRUE | 40 | 40 | 40 | FALSE | 2026-08-02 | 1220.2299
2026-08-02 01:15 | 2026-08-02 01:30 | 2026-08-02 04:15 | 2026-08-02 | 0.25 | FORMAL | 2026-08-02 01:00 | 154.01 | 2026-08-02_14 | 15 | DA_2026-08-02@dd15ca7d2c57 | 2026-07-31 | 5.2473 | BNR_FX_2026@9bb4cfc29e8f | 128 | FCR_2026-08-02T01:00:00Z | tenderStatistics_2026-08@d7daa9807303 | 66.2245 | PUBLISHED_PROXY | 175 | aFRRUp_2026-08-02T01:00:00Z | tenderStatistics_2026-08@d7daa9807303 | 7.1275 | PUBLISHED_PROXY | 175 | aFRRDown_2026-08-02T01:00:00Z | tenderStatistics_2026-08@d7daa9807303 | 5.0769 | PUBLISHED_PROXY |  | SOURCE_NULL_NOT_MODELED |  | 211.2767 | PUBLISHED_PROXY | 17.353 | 0 | PUBLISHED_PROXY | 0 | marginalPricesOverview_2026-08@4f1f9f7e4d34 | activatedBalancingEnergyOverview_2026-08@914407f42f6a | PUBLISHED_NATIVE | 0.39664 | 0 | 0.39664 | TRUE | TRUE | TRUE | TRUE | TRUE | TRUE | TRUE | TRUE | OK | OK | EUR | 0 | 0 | 30.4614 | 0.13714 | calibrated_directional_minimum_full_month | 175 | 24 | 24 | 24 | TRUE | 502.8046 | 2.3798 | 42.7649 | 0.13714 | calibrated_directional_minimum_full_month | 175 | 24 | 24 | 24 | 2026-08-02_14 | TRUE | -924.06 | -24 | 46236.0625 | 46236.0521 | 0.0092515 | 31.7391 | 35.0697 | 662.2453 | 0.3125 | calibrated_PETROM_full_month_P90 | 128 | TRUE | 40 | 40 | 40 | FALSE | 2026-08-02 | 314.2162
2026-08-02 01:30 | 2026-08-02 01:45 | 2026-08-02 04:30 | 2026-08-02 | 0.25 | FORMAL | 2026-08-02 01:00 | 154.82 | 2026-08-02_15 | 15 | DA_2026-08-02@dd15ca7d2c57 | 2026-07-31 | 5.2473 | BNR_FX_2026@9bb4cfc29e8f | 128 | FCR_2026-08-02T01:00:00Z | tenderStatistics_2026-08@d7daa9807303 | 66.2245 | PUBLISHED_PROXY | 175 | aFRRUp_2026-08-02T01:00:00Z | tenderStatistics_2026-08@d7daa9807303 | 7.1275 | PUBLISHED_PROXY | 175 | aFRRDown_2026-08-02T01:00:00Z | tenderStatistics_2026-08@d7daa9807303 | 5.0769 | PUBLISHED_PROXY |  | SOURCE_NULL_NOT_MODELED |  | 223.7629 | PUBLISHED_PROXY | 20.732 | 0 | PUBLISHED_PROXY | 0 | marginalPricesOverview_2026-08@4f1f9f7e4d34 | activatedBalancingEnergyOverview_2026-08@914407f42f6a | PUBLISHED_NATIVE | 0.47387 | 0 | 0.47387 | TRUE | TRUE | TRUE | TRUE | TRUE | TRUE | TRUE | TRUE | OK | OK | EUR | 0 | 0 | 30.4614 | 0.13714 | calibrated_directional_minimum_full_month | 175 | 24 | 24 | 24 | TRUE | 636.2129 | 2.8432 | 42.7649 | 0.13714 | calibrated_directional_minimum_full_month | 175 | 24 | 24 | 24 | 2026-08-02_15 | TRUE | -885.3293 | -22.8738 | 46236.0729 | 46236.0625 | 0.0080915 | 35.0697 | 37.6926 | 662.2453 | 0.3125 | calibrated_PETROM_full_month_P90 | 128 | TRUE | 40 | 40 | 40 | FALSE | 2026-08-02 | 486.3551
2026-08-02 01:45 | 2026-08-02 02:00 | 2026-08-02 04:45 | 2026-08-02 | 0.25 | FORMAL | 2026-08-02 01:00 | 154.78 | 2026-08-02_16 | 15 | DA_2026-08-02@dd15ca7d2c57 | 2026-07-31 | 5.2473 | BNR_FX_2026@9bb4cfc29e8f | 128 | FCR_2026-08-02T01:00:00Z | tenderStatistics_2026-08@d7daa9807303 | 66.2245 | PUBLISHED_PROXY | 175 | aFRRUp_2026-08-02T01:00:00Z | tenderStatistics_2026-08@d7daa9807303 | 7.1275 | PUBLISHED_PROXY | 175 | aFRRDown_2026-08-02T01:00:00Z | tenderStatistics_2026-08@d7daa9807303 | 5.0769 | PUBLISHED_PROXY |  | SOURCE_NULL_NOT_MODELED |  | 190.9685 | PUBLISHED_PROXY | 14.108 | 0 | PUBLISHED_PROXY | 0 | marginalPricesOverview_2026-08@4f1f9f7e4d34 | activatedBalancingEnergyOverview_2026-08@914407f42f6a | PUBLISHED_NATIVE | 0.32247 | 0 | 0.32247 | TRUE | TRUE | TRUE | TRUE | TRUE | TRUE | TRUE | TRUE | OK | OK | EUR | 0 | 0 | 30.4614 | 0.13714 | calibrated_directional_minimum_full_month | 175 | 24 | 24 | 24 | TRUE | 369.488 | 1.9348 | 42.7649 | 0.13714 | calibrated_directional_minimum_full_month | 175 | 24 | 24 | 24 | 2026-08-02_16 | TRUE | 0 | 0 | 46236.0833 | 46236.0729 | 0.0058418 | 37.6926 | 35.5895 | 662.2453 | 0.3125 | calibrated_PETROM_full_month_P90 | 128 | TRUE | 40 | 40 | 40 | FALSE | 2026-08-02 | 1104.9596
2026-08-02 02:00 | 2026-08-02 02:15 | 2026-08-02 05:00 | 2026-08-02 | 0.25 | FORMAL | 2026-08-02 02:00 | 157.47 | 2026-08-02_17 | 15 | DA_2026-08-02@dd15ca7d2c57 | 2026-07-31 | 5.2473 | BNR_FX_2026@9bb4cfc29e8f | 128 | FCR_2026-08-02T02:00:00Z | tenderStatistics_2026-08@d7daa9807303 | 66.2245 | PUBLISHED_PROXY | 175 | aFRRUp_2026-08-02T02:00:00Z | tenderStatistics_2026-08@d7daa9807303 | 7.1275 | PUBLISHED_PROXY | 175 | aFRRDown_2026-08-02T02:00:00Z | tenderStatistics_2026-08@d7daa9807303 | 5.0731 | PUBLISHED_PROXY |  | SOURCE_NULL_NOT_MODELED |  | 188.9985 | PUBLISHED_PROXY | 7.274 | 0 | PUBLISHED_PROXY | 0 | marginalPricesOverview_2026-08@4f1f9f7e4d34 | activatedBalancingEnergyOverview_2026-08@914407f42f6a | PUBLISHED_NATIVE | 0.16626 | 0 | 0.16626 | TRUE | TRUE | TRUE | TRUE | TRUE | TRUE | TRUE | TRUE | OK | OK | EUR | 0 | 0 | 30.4385 | 0.13714 | calibrated_directional_minimum_full_month | 175 | 24 | 24 | 24 | TRUE | 188.5406 | 0.99758 | 42.7649 | 0.13714 | calibrated_directional_minimum_full_month | 175 | 24 | 24 | 24 | 2026-08-02_17 | TRUE | 0 | 0 | 46236.0938 | 46236.0833 | 0.003012 | 35.5895 | 34.5052 | 662.2453 | 0.3125 | calibrated_PETROM_full_month_P90 | 128 | TRUE | 40 | 40 | 40 | FALSE | 2026-08-02 | 923.9893
2026-08-02 02:15 | 2026-08-02 02:30 | 2026-08-02 05:15 | 2026-08-02 | 0.25 | FORMAL | 2026-08-02 02:00 | 153.84 | 2026-08-02_18 | 15 | DA_2026-08-02@dd15ca7d2c57 | 2026-07-31 | 5.2473 | BNR_FX_2026@9bb4cfc29e8f | 128 | FCR_2026-08-02T02:00:00Z | tenderStatistics_2026-08@d7daa9807303 | 66.2245 | PUBLISHED_PROXY | 175 | aFRRUp_2026-08-02T02:00:00Z | tenderStatistics_2026-08@d7daa9807303 | 7.1275 | PUBLISHED_PROXY | 175 | aFRRDown_2026-08-02T02:00:00Z | tenderStatistics_2026-08@d7daa9807303 | 5.0731 | PUBLISHED_PROXY |  | SOURCE_NULL_NOT_MODELED |  | 179.4327 | PUBLISHED_PROXY | 5.597 | 0 | PUBLISHED_PROXY | 0 | marginalPricesOverview_2026-08@4f1f9f7e4d34 | activatedBalancingEnergyOverview_2026-08@914407f42f6a | PUBLISHED_NATIVE | 0.12793 | 0 | 0.12793 | TRUE | TRUE | TRUE | TRUE | TRUE | TRUE | TRUE | TRUE | OK | OK | EUR | 0 | 0 | 30.4385 | 0.13714 | calibrated_directional_minimum_full_month | 175 | 24 | 24 | 24 | TRUE | 137.7305 | 0.76759 | 42.7649 | 0.13714 | calibrated_directional_minimum_full_month | 175 | 24 | 24 | 24 | 2026-08-02_18 | TRUE | 0 | 0 | 46236.1042 | 46236.0938 | 0.0023176 | 34.5052 | 33.6709 | 662.2453 | 0.3125 | calibrated_PETROM_full_month_P90 | 128 | TRUE | 40 | 40 | 40 | FALSE | 2026-08-02 | 873.1792
2026-08-02 02:30 | 2026-08-02 02:45 | 2026-08-02 05:30 | 2026-08-02 | 0.25 | FORMAL | 2026-08-02 02:00 | 154.19 | 2026-08-02_19 | 15 | DA_2026-08-02@dd15ca7d2c57 | 2026-07-31 | 5.2473 | BNR_FX_2026@9bb4cfc29e8f | 128 | FCR_2026-08-02T02:00:00Z | tenderStatistics_2026-08@d7daa9807303 | 66.2245 | PUBLISHED_PROXY | 175 | aFRRUp_2026-08-02T02:00:00Z | tenderStatistics_2026-08@d7daa9807303 | 7.1275 | PUBLISHED_PROXY | 175 | aFRRDown_2026-08-02T02:00:00Z | tenderStatistics_2026-08@d7daa9807303 | 5.0731 | PUBLISHED_PROXY |  | SOURCE_NULL_NOT_MODELED |  | 174.5782 | PUBLISHED_PROXY | 3.179 | 0 | PUBLISHED_PROXY | 0 | marginalPricesOverview_2026-08@4f1f9f7e4d34 | activatedBalancingEnergyOverview_2026-08@914407f42f6a | PUBLISHED_NATIVE | 0.072663 | 0 | 0.072663 | TRUE | TRUE | TRUE | TRUE | TRUE | TRUE | TRUE | TRUE | OK | OK | EUR | 0 | 0 | 30.4385 | 0.13714 | calibrated_directional_minimum_full_month | 175 | 24 | 24 | 24 | TRUE | 76.1121 | 0.43598 | 42.7649 | 0.13714 | calibrated_directional_minimum_full_month | 175 | 24 | 24 | 24 | 2026-08-02_19 | TRUE | 0 | 0 | 46236.1146 | 46236.1042 | 0.0013164 | 33.6709 | 33.197 | 662.2453 | 0.3125 | calibrated_PETROM_full_month_P90 | 128 | TRUE | 40 | 40 | 40 | FALSE | 2026-08-02 | 811.5608
2026-08-02 02:45 | 2026-08-02 03:00 | 2026-08-02 05:45 | 2026-08-02 | 0.25 | FORMAL | 2026-08-02 02:00 | 153.26 | 2026-08-02_20 | 15 | DA_2026-08-02@dd15ca7d2c57 | 2026-07-31 | 5.2473 | BNR_FX_2026@9bb4cfc29e8f | 128 | FCR_2026-08-02T02:00:00Z | tenderStatistics_2026-08@d7daa9807303 | 66.2245 | PUBLISHED_PROXY | 175 | aFRRUp_2026-08-02T02:00:00Z | tenderStatistics_2026-08@d7daa9807303 | 7.1275 | PUBLISHED_PROXY | 175 | aFRRDown_2026-08-02T02:00:00Z | tenderStatistics_2026-08@d7daa9807303 | 5.0731 | PUBLISHED_PROXY |  | SOURCE_NULL_NOT_MODELED |  | 169.6379 | PUBLISHED_PROXY | 1.16 | 77.1826 | PUBLISHED_PROXY | 0.034 | marginalPricesOverview_2026-08@4f1f9f7e4d34 | activatedBalancingEnergyOverview_2026-08@914407f42f6a | PUBLISHED_NATIVE | 0.026514 | 0.00077714 | 0.027291 | TRUE | TRUE | TRUE | TRUE | TRUE | TRUE | TRUE | TRUE | OK | OK | EUR | -0.35989 | 0.0046629 | 30.4385 | 0.13714 | calibrated_directional_minimum_full_month | 175 | 24 | 24 | 24 | TRUE | 26.987 | 0.15909 | 42.7649 | 0.13714 | calibrated_directional_minimum_full_month | 175 | 24 | 24 | 24 | 2026-08-02_20 | TRUE | 0 | 0 | 46236.125 | 46236.1146 | 0.00049225 | 33.197 | 33.0284 | 662.2453 | 0.3125 | calibrated_PETROM_full_month_P90 | 128 | TRUE | 40 | 40 | 40 | FALSE | 2026-08-02 | 762.0758
2026-08-02 03:00 | 2026-08-02 03:15 | 2026-08-02 06:00 | 2026-08-02 | 0.25 | FORMAL | 2026-08-02 03:00 | 160.44 | 2026-08-02_21 | 15 | DA_2026-08-02@dd15ca7d2c57 | 2026-07-31 | 5.2473 | BNR_FX_2026@9bb4cfc29e8f | 128 | FCR_2026-08-02T03:00:00Z | tenderStatistics_2026-08@d7daa9807303 | 66.2245 | PUBLISHED_PROXY | 175 | aFRRUp_2026-08-02T03:00:00Z | tenderStatistics_2026-08@d7daa9807303 | 7.0627 | PUBLISHED_PROXY | 175 | aFRRDown_2026-08-02T03:00:00Z | tenderStatistics_2026-08@d7daa9807303 | 2.8376 | PUBLISHED_PROXY |  | SOURCE_NULL_NOT_MODELED |  | 171.1131 | PUBLISHED_PROXY | 2.353 | 77.1826 | PUBLISHED_PROXY | 0.05 | marginalPricesOverview_2026-08@4f1f9f7e4d34 | activatedBalancingEnergyOverview_2026-08@914407f42f6a | PUBLISHED_NATIVE | 0.053783 | 0.0011429 | 0.054926 | TRUE | TRUE | TRUE | TRUE | TRUE | TRUE | TRUE | TRUE | OK | OK | EUR | -0.52925 | 0.0068571 | 17.0259 | 0.13714 | calibrated_directional_minimum_full_month | 175 | 24 | 24 | 24 | TRUE | 55.2177 | 0.3227 | 42.3761 | 0.13714 | calibrated_directional_minimum_full_month | 175 | 24 | 24 | 24 | 2026-08-02_21 | TRUE | 0 | 0 | 46236.1354 | 46236.125 | 0.00099185 | 33.0284 | 32.6839 | 662.2453 | 0.3125 | calibrated_PETROM_full_month_P90 | 128 | TRUE | 40 | 40 | 40 | FALSE | 2026-08-02 | 776.3358
2026-08-02 03:15 | 2026-08-02 03:30 | 2026-08-02 06:15 | 2026-08-02 | 0.25 | FORMAL | 2026-08-02 03:00 | 163.34 | 2026-08-02_22 | 15 | DA_2026-08-02@dd15ca7d2c57 | 2026-07-31 | 5.2473 | BNR_FX_2026@9bb4cfc29e8f | 128 | FCR_2026-08-02T03:00:00Z | tenderStatistics_2026-08@d7daa9807303 | 66.2245 | PUBLISHED_PROXY | 175 | aFRRUp_2026-08-02T03:00:00Z | tenderStatistics_2026-08@d7daa9807303 | 7.0627 | PUBLISHED_PROXY | 175 | aFRRDown_2026-08-02T03:00:00Z | tenderStatistics_2026-08@d7daa9807303 | 2.8376 | PUBLISHED_PROXY |  | SOURCE_NULL_NOT_MODELED |  | 171.0987 | PUBLISHED_PROXY | 2.854 | 0 | PUBLISHED_PROXY | 0 | marginalPricesOverview_2026-08@4f1f9f7e4d34 | activatedBalancingEnergyOverview_2026-08@914407f42f6a | PUBLISHED_NATIVE | 0.065234 | 0 | 0.065234 | TRUE | TRUE | TRUE | TRUE | TRUE | TRUE | TRUE | TRUE | OK | OK | EUR | 0 | 0 | 17.0259 | 0.13714 | calibrated_directional_minimum_full_month | 175 | 24 | 24 | 24 | TRUE | 66.969 | 0.39141 | 42.3761 | 0.13714 | calibrated_directional_minimum_full_month | 175 | 24 | 24 | 24 | 2026-08-02_22 | TRUE | 0 | 0 | 46236.1458 | 46236.1354 | 0.0011818 | 32.6839 | 32.2585 | 662.2453 | 0.3125 | calibrated_PETROM_full_month_P90 | 128 | TRUE | 40 | 40 | 40 | FALSE | 2026-08-02 | 788.6163
2026-08-02 03:30 | 2026-08-02 03:45 | 2026-08-02 06:30 | 2026-08-02 | 0.25 | FORMAL | 2026-08-02 03:00 | 161.41 | 2026-08-02_23 | 15 | DA_2026-08-02@dd15ca7d2c57 | 2026-07-31 | 5.2473 | BNR_FX_2026@9bb4cfc29e8f | 128 | FCR_2026-08-02T03:00:00Z | tenderStatistics_2026-08@d7daa9807303 | 66.2245 | PUBLISHED_PROXY | 175 | aFRRUp_2026-08-02T03:00:00Z | tenderStatistics_2026-08@d7daa9807303 | 7.0627 | PUBLISHED_PROXY | 175 | aFRRDown_2026-08-02T03:00:00Z | tenderStatistics_2026-08@d7daa9807303 | 2.8376 | PUBLISHED_PROXY |  | SOURCE_NULL_NOT_MODELED |  | 179.471 | PUBLISHED_PROXY | 3.494 | 77.1826 | PUBLISHED_PROXY | 0.012 | marginalPricesOverview_2026-08@4f1f9f7e4d34 | activatedBalancingEnergyOverview_2026-08@914407f42f6a | PUBLISHED_NATIVE | 0.079863 | 0.00027429 | 0.080137 | TRUE | TRUE | TRUE | TRUE | TRUE | TRUE | TRUE | TRUE | OK | OK | EUR | -0.12702 | 0.0016457 | 17.0259 | 0.13714 | calibrated_directional_minimum_full_month | 175 | 24 | 24 | 24 | TRUE | 85.9984 | 0.47918 | 42.3761 | 0.13714 | calibrated_directional_minimum_full_month | 175 | 24 | 24 | 24 | 2026-08-02_23 | TRUE | 0 | 0 | 46236.1562 | 46236.1458 | 0.001451 | 32.2585 | 31.7391 | 662.2453 | 0.3125 | calibrated_PETROM_full_month_P90 | 128 | TRUE | 40 | 40 | 40 | FALSE | 2026-08-02 | 807.5187
2026-08-02 03:45 | 2026-08-02 04:00 | 2026-08-02 06:45 | 2026-08-02 | 0.25 | FORMAL | 2026-08-02 03:00 | 159.02 | 2026-08-02_24 | 15 | DA_2026-08-02@dd15ca7d2c57 | 2026-07-31 | 5.2473 | BNR_FX_2026@9bb4cfc29e8f | 128 | FCR_2026-08-02T03:00:00Z | tenderStatistics_2026-08@d7daa9807303 | 66.2245 | PUBLISHED_PROXY | 175 | aFRRUp_2026-08-02T03:00:00Z | tenderStatistics_2026-08@d7daa9807303 | 7.0627 | PUBLISHED_PROXY | 175 | aFRRDown_2026-08-02T03:00:00Z | tenderStatistics_2026-08@d7daa9807303 | 2.8376 | PUBLISHED_PROXY |  | SOURCE_NULL_NOT_MODELED |  | 169.8129 | PUBLISHED_PROXY | 0.559 | 71.1252 | PUBLISHED_PROXY | 4.09 | marginalPricesOverview_2026-08@4f1f9f7e4d34 | activatedBalancingEnergyOverview_2026-08@914407f42f6a | PUBLISHED_NATIVE | 0.012777 | 0.093486 | 0.10626 | TRUE | TRUE | TRUE | TRUE | TRUE | TRUE | TRUE | TRUE | OK | OK | EUR | -39.8951 | 0.56091 | 17.0259 | 0.13714 | calibrated_directional_minimum_full_month | 175 | 24 | 24 | 24 | TRUE | 13.0183 | 0.076663 | 42.3761 | 0.13714 | calibrated_directional_minimum_full_month | 175 | 24 | 24 | 24 | 2026-08-02_24 | TRUE | 0 | 0 | 46236.1667 | 46236.1562 | 0.0016649 | 31.7391 | 32.1718 | 662.2453 | 0.3125 | calibrated_PETROM_full_month_P90 | 128 | TRUE | 40 | 40 | 40 | FALSE | 2026-08-02 | 694.7705
2026-08-02 04:00 | 2026-08-02 04:15 | 2026-08-02 07:00 | 2026-08-02 | 0.25 | FORMAL | 2026-08-02 04:00 | 162.12 | 2026-08-02_25 | 15 | DA_2026-08-02@dd15ca7d2c57 | 2026-07-31 | 5.2473 | BNR_FX_2026@9bb4cfc29e8f | 128 | FCR_2026-08-02T04:00:00Z | tenderStatistics_2026-08@d7daa9807303 | 66.2245 | PUBLISHED_PROXY | 175 | aFRRUp_2026-08-02T04:00:00Z | tenderStatistics_2026-08@d7daa9807303 | 6.6911 | PUBLISHED_PROXY | 175 | aFRRDown_2026-08-02T04:00:00Z | tenderStatistics_2026-08@d7daa9807303 | 2.6071 | PUBLISHED_PROXY |  | SOURCE_NULL_NOT_MODELED |  | 0 | PUBLISHED_PROXY | 0 | 74.8189 | PUBLISHED_PROXY | 4.198 | marginalPricesOverview_2026-08@4f1f9f7e4d34 | activatedBalancingEnergyOverview_2026-08@914407f42f6a | PUBLISHED_NATIVE | 0 | 0.095954 | 0.095954 | TRUE | TRUE | TRUE | TRUE | TRUE | TRUE | TRUE | TRUE | OK | OK | EUR | -43.0751 | 0.57573 | 15.6423 | 0.13714 | calibrated_directional_minimum_full_month | 175 | 24 | 24 | 24 | TRUE | 0 | 0 | 40.1464 | 0.13714 | calibrated_directional_minimum_full_month | 175 | 24 | 24 | 24 | 2026-08-02_25 | TRUE | 145.6865 | 3.5945 | 46236.1771 | 46236.1667 | 0.0037039 | 32.1718 | 31.7391 | 662.2453 | 0.3125 | calibrated_PETROM_full_month_P90 | 128 | TRUE | 40 | 40 | 40 | FALSE | 2026-08-02 | 820.6454
2026-08-02 04:15 | 2026-08-02 04:30 | 2026-08-02 07:15 | 2026-08-02 | 0.25 | FORMAL | 2026-08-02 04:00 | 154.67 | 2026-08-02_26 | 15 | DA_2026-08-02@dd15ca7d2c57 | 2026-07-31 | 5.2473 | BNR_FX_2026@9bb4cfc29e8f | 128 | FCR_2026-08-02T04:00:00Z | tenderStatistics_2026-08@d7daa9807303 | 66.2245 | PUBLISHED_PROXY | 175 | aFRRUp_2026-08-02T04:00:00Z | tenderStatistics_2026-08@d7daa9807303 | 6.6911 | PUBLISHED_PROXY | 175 | aFRRDown_2026-08-02T04:00:00Z | tenderStatistics_2026-08@d7daa9807303 | 2.6071 | PUBLISHED_PROXY |  | SOURCE_NULL_NOT_MODELED |  | 152.4594 | PUBLISHED_PROXY | 0.003 | 68.2549 | PUBLISHED_PROXY | 6.521 | marginalPricesOverview_2026-08@4f1f9f7e4d34 | activatedBalancingEnergyOverview_2026-08@914407f42f6a | PUBLISHED_NATIVE | 6.8571e-05 | 0.14905 | 0.14912 | TRUE | TRUE | TRUE | TRUE | TRUE | TRUE | TRUE | TRUE | OK | OK | EUR | -61.041 | 0.89431 | 15.6423 | 0.13714 | calibrated_directional_minimum_full_month | 175 | 24 | 24 | 24 | TRUE | 0.062726 | 0.00041143 | 40.1464 | 0.13714 | calibrated_directional_minimum_full_month | 175 | 24 | 24 | 24 | 2026-08-02_26 | TRUE | 119.7544 | 3.097 | 46236.1875 | 46236.1771 | 0.0039811 | 31.7391 | 31.7391 | 662.2453 | 0.3125 | calibrated_PETROM_full_month_P90 | 128 | TRUE | 40 | 40 | 40 | FALSE | 2026-08-02 | 776.8102
2026-08-02 04:30 | 2026-08-02 04:45 | 2026-08-02 07:30 | 2026-08-02 | 0.25 | FORMAL | 2026-08-02 04:00 | 153.14 | 2026-08-02_27 | 15 | DA_2026-08-02@dd15ca7d2c57 | 2026-07-31 | 5.2473 | BNR_FX_2026@9bb4cfc29e8f | 128 | FCR_2026-08-02T04:00:00Z | tenderStatistics_2026-08@d7daa9807303 | 66.2245 | PUBLISHED_PROXY | 175 | aFRRUp_2026-08-02T04:00:00Z | tenderStatistics_2026-08@d7daa9807303 | 6.6911 | PUBLISHED_PROXY | 175 | aFRRDown_2026-08-02T04:00:00Z | tenderStatistics_2026-08@d7daa9807303 | 2.6071 | PUBLISHED_PROXY |  | SOURCE_NULL_NOT_MODELED |  | 0 | PUBLISHED_PROXY | 0 | 68.6559 | PUBLISHED_PROXY | 5.411 | marginalPricesOverview_2026-08@4f1f9f7e4d34 | activatedBalancingEnergyOverview_2026-08@914407f42f6a | PUBLISHED_NATIVE | 0 | 0.12368 | 0.12368 | TRUE | TRUE | TRUE | TRUE | TRUE | TRUE | TRUE | TRUE | OK | OK | EUR | -50.9482 | 0.74208 | 15.6423 | 0.13714 | calibrated_directional_minimum_full_month | 175 | 24 | 24 | 24 | TRUE | 0 | 0 | 40.1464 | 0.13714 | calibrated_directional_minimum_full_month | 175 | 24 | 24 | 24 | 2026-08-02_27 | TRUE | 98.0494 | 2.561 | 46236.1979 | 46236.1875 | 0.0033881 | 31.7391 | 31.7391 | 662.2453 | 0.3125 | calibrated_PETROM_full_month_P90 | 128 | TRUE | 40 | 40 | 40 | FALSE | 2026-08-02 | 765.1352
2026-08-02 04:45 | 2026-08-02 05:00 | 2026-08-02 07:45 | 2026-08-02 | 0.25 | FORMAL | 2026-08-02 04:00 | 139.9 | 2026-08-02_28 | 15 | DA_2026-08-02@dd15ca7d2c57 | 2026-07-31 | 5.2473 | BNR_FX_2026@9bb4cfc29e8f | 128 | FCR_2026-08-02T04:00:00Z | tenderStatistics_2026-08@d7daa9807303 | 66.2245 | PUBLISHED_PROXY | 175 | aFRRUp_2026-08-02T04:00:00Z | tenderStatistics_2026-08@d7daa9807303 | 6.6911 | PUBLISHED_PROXY | 175 | aFRRDown_2026-08-02T04:00:00Z | tenderStatistics_2026-08@d7daa9807303 | 2.6071 | PUBLISHED_PROXY |  | SOURCE_NULL_NOT_MODELED |  | 0 | PUBLISHED_PROXY | 0 | 70.4038 | PUBLISHED_PROXY | 7.586 | marginalPricesOverview_2026-08@4f1f9f7e4d34 | activatedBalancingEnergyOverview_2026-08@914407f42f6a | PUBLISHED_NATIVE | 0 | 0.17339 | 0.17339 | TRUE | TRUE | TRUE | TRUE | TRUE | TRUE | TRUE | TRUE | OK | OK | EUR | -73.2457 | 1.0404 | 15.6423 | 0.13714 | calibrated_directional_minimum_full_month | 175 | 24 | 24 | 24 | TRUE | 0 | 0 | 40.1464 | 0.13714 | calibrated_directional_minimum_full_month | 175 | 24 | 24 | 24 | 2026-08-02_28 | TRUE | 0 | 0 | 46236.2083 | 46236.1979 | 0.0026587 | 31.7391 | 32.6963 | 662.2453 | 0.3125 | calibrated_PETROM_full_month_P90 | 128 | TRUE | 40 | 40 | 40 | FALSE | 2026-08-02 | 644.7883
2026-08-02 05:00 | 2026-08-02 05:15 | 2026-08-02 08:00 | 2026-08-02 | 0.25 | FORMAL | 2026-08-02 05:00 | 154.06 | 2026-08-02_29 | 15 | DA_2026-08-02@dd15ca7d2c57 | 2026-07-31 | 5.2473 | BNR_FX_2026@9bb4cfc29e8f | 51.968 | FCR_2026-08-02T05:00:00Z | tenderStatistics_2026-08@d7daa9807303 | 60.0309 | PUBLISHED_PROXY | 175 | aFRRUp_2026-08-02T05:00:00Z | tenderStatistics_2026-08@d7daa9807303 | 6.7863 | PUBLISHED_PROXY | 175 | aFRRDown_2026-08-02T05:00:00Z | tenderStatistics_2026-08@d7daa9807303 | 2.8967 | PUBLISHED_PROXY |  | SOURCE_NULL_NOT_MODELED |  | 152.4594 | PUBLISHED_PROXY | 0.002 | 68.3601 | PUBLISHED_PROXY | 2.442 | marginalPricesOverview_2026-08@4f1f9f7e4d34 | activatedBalancingEnergyOverview_2026-08@914407f42f6a | PUBLISHED_NATIVE | 4.5714e-05 | 0.055817 | 0.055863 | TRUE | TRUE | TRUE | TRUE | TRUE | TRUE | TRUE | TRUE | OK | OK | EUR | -22.894 | 0.3349 | 17.3804 | 0.13714 | calibrated_directional_minimum_full_month | 175 | 24 | 24 | 24 | TRUE | 0.041817 | 0.00027429 | 40.7181 | 0.13714 | calibrated_directional_minimum_full_month | 175 | 24 | 24 | 24 | 2026-08-02_29 | TRUE | 180.8382 | 4.6953 | 46236.2188 | 46236.2083 | 0.0040356 | 32.6963 | 31.7391 | 600.3087 | 0.3125 | calibrated_PETROM_full_month_P90 | 128 | TRUE | 40 | 40 | 40 | FALSE | 2026-08-02 | 816.3932
2026-08-02 05:15 | 2026-08-02 05:30 | 2026-08-02 08:15 | 2026-08-02 | 0.25 | FORMAL | 2026-08-02 05:00 | 142.6 | 2026-08-02_30 | 15 | DA_2026-08-02@dd15ca7d2c57 | 2026-07-31 | 5.2473 | BNR_FX_2026@9bb4cfc29e8f | 51.968 | FCR_2026-08-02T05:00:00Z | tenderStatistics_2026-08@d7daa9807303 | 60.0309 | PUBLISHED_PROXY | 175 | aFRRUp_2026-08-02T05:00:00Z | tenderStatistics_2026-08@d7daa9807303 | 6.7863 | PUBLISHED_PROXY | 175 | aFRRDown_2026-08-02T05:00:00Z | tenderStatistics_2026-08@d7daa9807303 | 2.8967 | PUBLISHED_PROXY |  | SOURCE_NULL_NOT_MODELED |  | 0 | PUBLISHED_PROXY | 0 | 25.9225 | PUBLISHED_PROXY | 10.216 | marginalPricesOverview_2026-08@4f1f9f7e4d34 | activatedBalancingEnergyOverview_2026-08@914407f42f6a | PUBLISHED_NATIVE | 0 | 0.23351 | 0.23351 | TRUE | TRUE | TRUE | TRUE | TRUE | TRUE | TRUE | TRUE | OK | OK | EUR | -36.3187 | 1.4011 | 17.3804 | 0.13714 | calibrated_directional_minimum_full_month | 175 | 24 | 24 | 24 | TRUE | 0 | 0 | 40.7181 | 0.13714 | calibrated_directional_minimum_full_month | 175 | 24 | 24 | 24 | 2026-08-02_30 | TRUE | 175.393 | 4.9199 | 46236.2292 | 46236.2188 | 0.005693 | 31.7391 | 31.7391 | 600.3087 | 0.3125 | calibrated_PETROM_full_month_P90 | 128 | TRUE | 40 | 40 | 40 | FALSE | 2026-08-02 | 797.4815
2026-08-02 05:30 | 2026-08-02 05:45 | 2026-08-02 08:30 | 2026-08-02 | 0.25 | FORMAL | 2026-08-02 05:00 | 136.11 | 2026-08-02_31 | 15 | DA_2026-08-02@dd15ca7d2c57 | 2026-07-31 | 5.2473 | BNR_FX_2026@9bb4cfc29e8f | 51.968 | FCR_2026-08-02T05:00:00Z | tenderStatistics_2026-08@d7daa9807303 | 60.0309 | PUBLISHED_PROXY | 175 | aFRRUp_2026-08-02T05:00:00Z | tenderStatistics_2026-08@d7daa9807303 | 6.7863 | PUBLISHED_PROXY | 175 | aFRRDown_2026-08-02T05:00:00Z | tenderStatistics_2026-08@d7daa9807303 | 2.8967 | PUBLISHED_PROXY |  | SOURCE_NULL_NOT_MODELED |  | 0 | PUBLISHED_PROXY | 0 | 59.3654 | PUBLISHED_PROXY | 10.438 | marginalPricesOverview_2026-08@4f1f9f7e4d34 | activatedBalancingEnergyOverview_2026-08@914407f42f6a | PUBLISHED_NATIVE | 0 | 0.23858 | 0.23858 | TRUE | TRUE | TRUE | TRUE | TRUE | TRUE | TRUE | TRUE | OK | OK | EUR | -84.9814 | 1.4315 | 17.3804 | 0.13714 | calibrated_directional_minimum_full_month | 175 | 24 | 24 | 24 | TRUE | 0 | 0 | 40.7181 | 0.13714 | calibrated_directional_minimum_full_month | 175 | 24 | 24 | 24 | 2026-08-02_31 | TRUE | 0 | 0 | 46236.2396 | 46236.2292 | 0.0036583 | 31.7391 | 33.0561 | 600.3087 | 0.3125 | calibrated_PETROM_full_month_P90 | 128 | TRUE | 40 | 40 | 40 | FALSE | 2026-08-02 | 573.4258
2026-08-02 05:45 | 2026-08-02 06:00 | 2026-08-02 08:45 | 2026-08-02 | 0.25 | FORMAL | 2026-08-02 05:00 | 122.32 | 2026-08-02_32 | 15 | DA_2026-08-02@dd15ca7d2c57 | 2026-07-31 | 5.2473 | BNR_FX_2026@9bb4cfc29e8f | 51.968 | FCR_2026-08-02T05:00:00Z | tenderStatistics_2026-08@d7daa9807303 | 60.0309 | PUBLISHED_PROXY | 175 | aFRRUp_2026-08-02T05:00:00Z | tenderStatistics_2026-08@d7daa9807303 | 6.7863 | PUBLISHED_PROXY | 175 | aFRRDown_2026-08-02T05:00:00Z | tenderStatistics_2026-08@d7daa9807303 | 2.8967 | PUBLISHED_PROXY |  | SOURCE_NULL_NOT_MODELED |  | 0 | PUBLISHED_PROXY | 0 | 14.5124 | PUBLISHED_PROXY | 11.004 | marginalPricesOverview_2026-08@4f1f9f7e4d34 | activatedBalancingEnergyOverview_2026-08@914407f42f6a | PUBLISHED_NATIVE | 0 | 0.25152 | 0.25152 | TRUE | TRUE | TRUE | TRUE | TRUE | TRUE | TRUE | TRUE | OK | OK | EUR | -21.901 | 1.5091 | 17.3804 | 0.13714 | calibrated_directional_minimum_full_month | 175 | 24 | 24 | 24 | TRUE | 0 | 0 | 40.7181 | 0.13714 | calibrated_directional_minimum_full_month | 175 | 24 | 24 | 24 | 2026-08-02_32 | TRUE | -1097.8573 | -35.9012 | 46236.25 | 46236.2396 | 0.026793 | 33.0561 | 42.7018 | 600.3087 | 0.3125 | calibrated_PETROM_full_month_P90 | 128 | TRUE | 40 | 40 | 40 | FALSE | 2026-08-02 | -461.3511
2026-08-02 06:00 | 2026-08-02 06:15 | 2026-08-02 09:00 | 2026-08-02 | 0.25 | FORMAL | 2026-08-02 06:00 | 152.74 | 2026-08-02_33 | 15 | DA_2026-08-02@dd15ca7d2c57 | 2026-07-31 | 5.2473 | BNR_FX_2026@9bb4cfc29e8f | 51.968 | FCR_2026-08-02T06:00:00Z | tenderStatistics_2026-08@d7daa9807303 | 60.0309 | PUBLISHED_PROXY | 175 | aFRRUp_2026-08-02T06:00:00Z | tenderStatistics_2026-08@d7daa9807303 | 7.2056 | PUBLISHED_PROXY | 175 | aFRRDown_2026-08-02T06:00:00Z | tenderStatistics_2026-08@d7daa9807303 | 2.4146 | PUBLISHED_PROXY |  | SOURCE_NULL_NOT_MODELED |  | 161.4535 | PUBLISHED_PROXY | 3.391 | 5.8104 | PUBLISHED_PROXY | 3.091 | marginalPricesOverview_2026-08@4f1f9f7e4d34 | activatedBalancingEnergyOverview_2026-08@914407f42f6a | PUBLISHED_NATIVE | 0.077509 | 0.070651 | 0.14816 | TRUE | TRUE | TRUE | TRUE | TRUE | TRUE | TRUE | TRUE | OK | OK | EUR | -2.4631 | 0.42391 | 14.4875 | 0.13714 | calibrated_directional_minimum_full_month | 175 | 24 | 24 | 24 | TRUE | 75.0842 | 0.46505 | 43.2337 | 0.13714 | calibrated_directional_minimum_full_month | 175 | 24 | 24 | 24 | 2026-08-02_33 | TRUE | 1374.66 | 36 | 46236.2604 | 46236.25 | 0.027298 | 42.7018 | 32.8744 | 600.3087 | 0.3125 | calibrated_PETROM_full_month_P90 | 128 | TRUE | 40 | 40 | 40 | FALSE | 2026-08-02 | 2105.3109
2026-08-02 06:15 | 2026-08-02 06:30 | 2026-08-02 09:15 | 2026-08-02 | 0.25 | FORMAL | 2026-08-02 06:00 | 130.33 | 2026-08-02_34 | 15 | DA_2026-08-02@dd15ca7d2c57 | 2026-07-31 | 5.2473 | BNR_FX_2026@9bb4cfc29e8f | 51.968 | FCR_2026-08-02T06:00:00Z | tenderStatistics_2026-08@d7daa9807303 | 60.0309 | PUBLISHED_PROXY | 175 | aFRRUp_2026-08-02T06:00:00Z | tenderStatistics_2026-08@d7daa9807303 | 7.2056 | PUBLISHED_PROXY | 175 | aFRRDown_2026-08-02T06:00:00Z | tenderStatistics_2026-08@d7daa9807303 | 2.4146 | PUBLISHED_PROXY |  | SOURCE_NULL_NOT_MODELED |  | 146.3983 | PUBLISHED_PROXY | 2.801 | 0 | PUBLISHED_PROXY | 0 | marginalPricesOverview_2026-08@4f1f9f7e4d34 | activatedBalancingEnergyOverview_2026-08@914407f42f6a | PUBLISHED_NATIVE | 0.064023 | 0 | 0.064023 | TRUE | TRUE | TRUE | TRUE | TRUE | TRUE | TRUE | TRUE | OK | OK | EUR | 0 | 0 | 14.4875 | 0.13714 | calibrated_directional_minimum_full_month | 175 | 24 | 24 | 24 | TRUE | 56.237 | 0.38414 | 43.2337 | 0.13714 | calibrated_directional_minimum_full_month | 175 | 24 | 24 | 24 | 2026-08-02_34 | TRUE | 0 | 0 | 46236.2708 | 46236.2604 | 0.0011598 | 32.8744 | 32.4569 | 600.3087 | 0.3125 | calibrated_PETROM_full_month_P90 | 128 | TRUE | 40 | 40 | 40 | FALSE | 2026-08-02 | 714.2669
2026-08-02 06:30 | 2026-08-02 06:45 | 2026-08-02 09:30 | 2026-08-02 | 0.25 | FORMAL | 2026-08-02 06:00 | 112.43 | 2026-08-02_35 | 15 | DA_2026-08-02@dd15ca7d2c57 | 2026-07-31 | 5.2473 | BNR_FX_2026@9bb4cfc29e8f | 51.968 | FCR_2026-08-02T06:00:00Z | tenderStatistics_2026-08@d7daa9807303 | 60.0309 | PUBLISHED_PROXY | 175 | aFRRUp_2026-08-02T06:00:00Z | tenderStatistics_2026-08@d7daa9807303 | 7.2056 | PUBLISHED_PROXY | 175 | aFRRDown_2026-08-02T06:00:00Z | tenderStatistics_2026-08@d7daa9807303 | 2.4146 | PUBLISHED_PROXY |  | SOURCE_NULL_NOT_MODELED |  | 150.6565 | PUBLISHED_PROXY | 4.815 | 0 | PUBLISHED_PROXY | 0 | marginalPricesOverview_2026-08@4f1f9f7e4d34 | activatedBalancingEnergyOverview_2026-08@914407f42f6a | PUBLISHED_NATIVE | 0.11006 | 0 | 0.11006 | TRUE | TRUE | TRUE | TRUE | TRUE | TRUE | TRUE | TRUE | OK | OK | EUR | 0 | 0 | 14.4875 | 0.13714 | calibrated_directional_minimum_full_month | 175 | 24 | 24 | 24 | TRUE | 99.485 | 0.66034 | 43.2337 | 0.13714 | calibrated_directional_minimum_full_month | 175 | 24 | 24 | 24 | 2026-08-02_35 | TRUE | 0 | 0 | 46236.2812 | 46236.2708 | 0.0019938 | 32.4569 | 31.7391 | 600.3087 | 0.3125 | calibrated_PETROM_full_month_P90 | 128 | TRUE | 40 | 40 | 40 | FALSE | 2026-08-02 | 757.5148
2026-08-02 06:45 | 2026-08-02 07:00 | 2026-08-02 09:45 | 2026-08-02 | 0.25 | FORMAL | 2026-08-02 06:00 | 93.22 | 2026-08-02_36 | 15 | DA_2026-08-02@dd15ca7d2c57 | 2026-07-31 | 5.2473 | BNR_FX_2026@9bb4cfc29e8f | 51.968 | FCR_2026-08-02T06:00:00Z | tenderStatistics_2026-08@d7daa9807303 | 60.0309 | PUBLISHED_PROXY | 175 | aFRRUp_2026-08-02T06:00:00Z | tenderStatistics_2026-08@d7daa9807303 | 7.2056 | PUBLISHED_PROXY | 175 | aFRRDown_2026-08-02T06:00:00Z | tenderStatistics_2026-08@d7daa9807303 | 2.4146 | PUBLISHED_PROXY |  | SOURCE_NULL_NOT_MODELED |  | 133.2114 | PUBLISHED_PROXY | 0.253 | -13.6167 | PUBLISHED_PROXY | 4.088 | marginalPricesOverview_2026-08@4f1f9f7e4d34 | activatedBalancingEnergyOverview_2026-08@914407f42f6a | PUBLISHED_NATIVE | 0.0057829 | 0.09344 | 0.099223 | TRUE | TRUE | TRUE | TRUE | TRUE | TRUE | TRUE | TRUE | OK | OK | EUR | 7.6341 | 0.56064 | 14.4875 | 0.13714 | calibrated_directional_minimum_full_month | 175 | 24 | 24 | 24 | TRUE | 4.6221 | 0.034697 | 43.2337 | 0.13714 | calibrated_directional_minimum_full_month | 175 | 24 | 24 | 24 | 2026-08-02_36 | TRUE | -100.4441 | -4.31 | 46236.2917 | 46236.2812 | 0.0042564 | 31.7391 | 33.2095 | 600.3087 | 0.3125 | calibrated_PETROM_full_month_P90 | 128 | TRUE | 40 | 40 | 40 | FALSE | 2026-08-02 | 569.8419
2026-08-02 07:00 | 2026-08-02 07:15 | 2026-08-02 10:00 | 2026-08-02 | 0.25 | FORMAL | 2026-08-02 07:00 | 104.9 | 2026-08-02_37 | 15 | DA_2026-08-02@dd15ca7d2c57 | 2026-07-31 | 5.2473 | BNR_FX_2026@9bb4cfc29e8f | 71.936 | FCR_2026-08-02T07:00:00Z | tenderStatistics_2026-08@d7daa9807303 | 66.2245 | PUBLISHED_PROXY | 175 | aFRRUp_2026-08-02T07:00:00Z | tenderStatistics_2026-08@d7daa9807303 | 5.5305 | PUBLISHED_PROXY | 175 | aFRRDown_2026-08-02T07:00:00Z | tenderStatistics_2026-08@d7daa9807303 | 3.0015 | PUBLISHED_PROXY |  | SOURCE_NULL_NOT_MODELED |  | 147.7526 | PUBLISHED_PROXY | 10.498 | -14.5109 | PUBLISHED_PROXY | 1.73 | marginalPricesOverview_2026-08@4f1f9f7e4d34 | activatedBalancingEnergyOverview_2026-08@914407f42f6a | PUBLISHED_NATIVE | 0.23995 | 0.039543 | 0.2795 | TRUE | TRUE | TRUE | TRUE | TRUE | TRUE | TRUE | TRUE | OK | OK | EUR | 3.4428 | 0.23726 | 18.0093 | 0.13714 | calibrated_directional_minimum_full_month | 175 | 24 | 24 | 24 | TRUE | 212.7232 | 1.4397 | 33.1828 | 0.13714 | calibrated_directional_minimum_full_month | 175 | 24 | 24 | 24 | 2026-08-02_37 | TRUE | 0 | 0 | 46236.3021 | 46236.2917 | 0.0049533 | 33.2095 | 31.8629 | 662.2453 | 0.3125 | calibrated_PETROM_full_month_P90 | 128 | TRUE | 40 | 40 | 40 | FALSE | 2026-08-02 | 929.6034
2026-08-02 07:15 | 2026-08-02 07:30 | 2026-08-02 10:15 | 2026-08-02 | 0.25 | FORMAL | 2026-08-02 07:00 | 84.56 | 2026-08-02_38 | 15 | DA_2026-08-02@dd15ca7d2c57 | 2026-07-31 | 5.2473 | BNR_FX_2026@9bb4cfc29e8f | 71.936 | FCR_2026-08-02T07:00:00Z | tenderStatistics_2026-08@d7daa9807303 | 66.2245 | PUBLISHED_PROXY | 175 | aFRRUp_2026-08-02T07:00:00Z | tenderStatistics_2026-08@d7daa9807303 | 5.5305 | PUBLISHED_PROXY | 175 | aFRRDown_2026-08-02T07:00:00Z | tenderStatistics_2026-08@d7daa9807303 | 3.0015 | PUBLISHED_PROXY |  | SOURCE_NULL_NOT_MODELED |  | 133.2114 | PUBLISHED_PROXY | 0.942 | 72.1424 | PUBLISHED_PROXY | 0.132 | marginalPricesOverview_2026-08@4f1f9f7e4d34 | activatedBalancingEnergyOverview_2026-08@914407f42f6a | PUBLISHED_NATIVE | 0.021531 | 0.0030171 | 0.024549 | TRUE | TRUE | TRUE | TRUE | TRUE | TRUE | TRUE | TRUE | OK | OK | EUR | -1.306 | 0.018103 | 18.0093 | 0.13714 | calibrated_directional_minimum_full_month | 175 | 24 | 24 | 24 | TRUE | 17.2094 | 0.12919 | 33.1828 | 0.13714 | calibrated_directional_minimum_full_month | 175 | 24 | 24 | 24 | 2026-08-02_38 | TRUE | 0 | 0 | 46236.3125 | 46236.3021 | 0.00043632 | 31.8629 | 31.7391 | 662.2453 | 0.3125 | calibrated_PETROM_full_month_P90 | 128 | TRUE | 40 | 40 | 40 | FALSE | 2026-08-02 | 729.3408
2026-08-02 07:30 | 2026-08-02 07:45 | 2026-08-02 10:30 | 2026-08-02 | 0.25 | FORMAL | 2026-08-02 07:00 | 54.53 | 2026-08-02_39 | 15 | DA_2026-08-02@dd15ca7d2c57 | 2026-07-31 | 5.2473 | BNR_FX_2026@9bb4cfc29e8f | 71.936 | FCR_2026-08-02T07:00:00Z | tenderStatistics_2026-08@d7daa9807303 | 66.2245 | PUBLISHED_PROXY | 175 | aFRRUp_2026-08-02T07:00:00Z | tenderStatistics_2026-08@d7daa9807303 | 5.5305 | PUBLISHED_PROXY | 175 | aFRRDown_2026-08-02T07:00:00Z | tenderStatistics_2026-08@d7daa9807303 | 3.0015 | PUBLISHED_PROXY |  | SOURCE_NULL_NOT_MODELED |  | 133.2114 | PUBLISHED_PROXY | 0.002 | -2.1356 | PUBLISHED_PROXY | 3.155 | marginalPricesOverview_2026-08@4f1f9f7e4d34 | activatedBalancingEnergyOverview_2026-08@914407f42f6a | PUBLISHED_NATIVE | 4.5714e-05 | 0.072114 | 0.07216 | TRUE | TRUE | TRUE | TRUE | TRUE | TRUE | TRUE | TRUE | OK | OK | EUR | 0.92403 | 0.43269 | 18.0093 | 0.13714 | calibrated_directional_minimum_full_month | 175 | 24 | 24 | 24 | TRUE | 0.036538 | 0.00027429 | 33.1828 | 0.13714 | calibrated_directional_minimum_full_month | 175 | 24 | 24 | 24 | 2026-08-02_39 | TRUE | 20.1788 | 1.4802 | 46236.3229 | 46236.3125 | 0.0020751 | 31.7391 | 31.7391 | 662.2453 | 0.3125 | calibrated_PETROM_full_month_P90 | 128 | TRUE | 40 | 40 | 40 | FALSE | 2026-08-02 | 734.5768
2026-08-02 07:45 | 2026-08-02 08:00 | 2026-08-02 10:45 | 2026-08-02 | 0.25 | FORMAL | 2026-08-02 07:00 | 11.21 | 2026-08-02_40 | 15 | DA_2026-08-02@dd15ca7d2c57 | 2026-07-31 | 5.2473 | BNR_FX_2026@9bb4cfc29e8f | 71.936 | FCR_2026-08-02T07:00:00Z | tenderStatistics_2026-08@d7daa9807303 | 66.2245 | PUBLISHED_PROXY | 175 | aFRRUp_2026-08-02T07:00:00Z | tenderStatistics_2026-08@d7daa9807303 | 5.5305 | PUBLISHED_PROXY | 175 | aFRRDown_2026-08-02T07:00:00Z | tenderStatistics_2026-08@d7daa9807303 | 3.0015 | PUBLISHED_PROXY |  | SOURCE_NULL_NOT_MODELED |  | 0 | PUBLISHED_PROXY | 0 | 30.1153 | PUBLISHED_PROXY | 6.527 | marginalPricesOverview_2026-08@4f1f9f7e4d34 | activatedBalancingEnergyOverview_2026-08@914407f42f6a | PUBLISHED_NATIVE | 0 | 0.14919 | 0.14919 | TRUE | TRUE | TRUE | TRUE | TRUE | TRUE | TRUE | TRUE | OK | OK | EUR | -26.9571 | 0.89513 | 18.0093 | 0.13714 | calibrated_directional_minimum_full_month | 175 | 24 | 24 | 24 | TRUE | 0 | 0 | 33.1828 | 0.13714 | calibrated_directional_minimum_full_month | 175 | 24 | 24 | 24 | 2026-08-02_40 | TRUE | 0 | 0 | 46236.3333 | 46236.3229 | 0.0022876 | 31.7391 | 32.5627 | 662.2453 | 0.3125 | calibrated_PETROM_full_month_P90 | 128 | TRUE | 40 | 40 | 40 | FALSE | 2026-08-02 | 686.4802
2026-08-02 08:00 | 2026-08-02 08:15 | 2026-08-02 11:00 | 2026-08-02 | 0.25 | FORMAL | 2026-08-02 08:00 | 11 | 2026-08-02_41 | 15 | DA_2026-08-02@dd15ca7d2c57 | 2026-07-31 | 5.2473 | BNR_FX_2026@9bb4cfc29e8f | 71.936 | FCR_2026-08-02T08:00:00Z | tenderStatistics_2026-08@d7daa9807303 | 66.2245 | PUBLISHED_PROXY | 175 | aFRRUp_2026-08-02T08:00:00Z | tenderStatistics_2026-08@d7daa9807303 | 5.4828 | PUBLISHED_PROXY | 175 | aFRRDown_2026-08-02T08:00:00Z | tenderStatistics_2026-08@d7daa9807303 | 3.0073 | PUBLISHED_PROXY |  | SOURCE_NULL_NOT_MODELED |  | 0 | PUBLISHED_PROXY | 0 | -4.961 | PUBLISHED_PROXY | 12.021 | marginalPricesOverview_2026-08@4f1f9f7e4d34 | activatedBalancingEnergyOverview_2026-08@914407f42f6a | PUBLISHED_NATIVE | 0 | 0.27477 | 0.27477 | TRUE | TRUE | TRUE | TRUE | TRUE | TRUE | TRUE | TRUE | OK | OK | EUR | 8.1787 | 1.6486 | 18.0436 | 0.13714 | calibrated_directional_minimum_full_month | 175 | 24 | 24 | 24 | TRUE | 0 | 0 | 32.8969 | 0.13714 | calibrated_directional_minimum_full_month | 175 | 24 | 24 | 24 | 2026-08-02_41 | TRUE | 24.7267 | 8.9915 | 46236.3438 | 46236.3333 | 0.0075569 | 32.5627 | 31.7391 | 662.2453 | 0.3125 | calibrated_PETROM_full_month_P90 | 128 | TRUE | 40 | 40 | 40 | FALSE | 2026-08-02 | 746.0912
2026-08-02 08:15 | 2026-08-02 08:30 | 2026-08-02 11:15 | 2026-08-02 | 0.25 | FORMAL | 2026-08-02 08:00 | 3.85 | 2026-08-02_42 | 15 | DA_2026-08-02@dd15ca7d2c57 | 2026-07-31 | 5.2473 | BNR_FX_2026@9bb4cfc29e8f | 71.936 | FCR_2026-08-02T08:00:00Z | tenderStatistics_2026-08@d7daa9807303 | 66.2245 | PUBLISHED_PROXY | 175 | aFRRUp_2026-08-02T08:00:00Z | tenderStatistics_2026-08@d7daa9807303 | 5.4828 | PUBLISHED_PROXY | 175 | aFRRDown_2026-08-02T08:00:00Z | tenderStatistics_2026-08@d7daa9807303 | 3.0073 | PUBLISHED_PROXY |  | SOURCE_NULL_NOT_MODELED |  | 0 | PUBLISHED_PROXY | 0 | -27.9283 | PUBLISHED_PROXY | 21.265 | marginalPricesOverview_2026-08@4f1f9f7e4d34 | activatedBalancingEnergyOverview_2026-08@914407f42f6a | PUBLISHED_NATIVE | 0 | 0.48606 | 0.48606 | TRUE | TRUE | TRUE | TRUE | TRUE | TRUE | TRUE | TRUE | OK | OK | EUR | 81.4484 | 2.9163 | 18.0436 | 0.13714 | calibrated_directional_minimum_full_month | 175 | 24 | 24 | 24 | TRUE | 0 | 0 | 32.8969 | 0.13714 | calibrated_directional_minimum_full_month | 175 | 24 | 24 | 24 | 2026-08-02_42 | TRUE | -34.65 | -36 | 46236.3542 | 46236.3438 | 0.030453 | 31.7391 | 42.7022 | 662.2453 | 0.3125 | calibrated_PETROM_full_month_P90 | 128 | TRUE | 40 | 40 | 40 | FALSE | 2026-08-02 | 759.9842
2026-08-02 08:30 | 2026-08-02 08:45 | 2026-08-02 11:30 | 2026-08-02 | 0.25 | FORMAL | 2026-08-02 08:00 | 2.01 | 2026-08-02_43 | 15 | DA_2026-08-02@dd15ca7d2c57 | 2026-07-31 | 5.2473 | BNR_FX_2026@9bb4cfc29e8f | 71.936 | FCR_2026-08-02T08:00:00Z | tenderStatistics_2026-08@d7daa9807303 | 66.2245 | PUBLISHED_PROXY | 175 | aFRRUp_2026-08-02T08:00:00Z | tenderStatistics_2026-08@d7daa9807303 | 5.4828 | PUBLISHED_PROXY | 175 | aFRRDown_2026-08-02T08:00:00Z | tenderStatistics_2026-08@d7daa9807303 | 3.0073 | PUBLISHED_PROXY |  | SOURCE_NULL_NOT_MODELED |  | 0 | PUBLISHED_PROXY | 0 | -126.77 | PUBLISHED_PROXY | 30.051 | marginalPricesOverview_2026-08@4f1f9f7e4d34 | activatedBalancingEnergyOverview_2026-08@914407f42f6a | PUBLISHED_NATIVE | 0 | 0.68688 | 0.68688 | TRUE | TRUE | TRUE | TRUE | TRUE | TRUE | TRUE | TRUE | OK | OK | EUR | 522.4545 | 4.1213 | 18.0436 | 0.13714 | calibrated_directional_minimum_full_month | 175 | 24 | 24 | 24 | TRUE | 0 | 0 | 32.8969 | 0.13714 | calibrated_directional_minimum_full_month | 175 | 24 | 24 | 24 | 2026-08-02_43 | TRUE | -18.09 | -36 | 46236.3646 | 46236.3542 | 0.033532 | 42.7022 | 54.7737 | 662.2453 | 0.3125 | calibrated_PETROM_full_month_P90 | 128 | TRUE | 40 | 40 | 40 | FALSE | 2026-08-02 | 1217.5503
2026-08-02 08:45 | 2026-08-02 09:00 | 2026-08-02 11:45 | 2026-08-02 | 0.25 | FORMAL | 2026-08-02 08:00 | 0.69 | 2026-08-02_44 | 15 | DA_2026-08-02@dd15ca7d2c57 | 2026-07-31 | 5.2473 | BNR_FX_2026@9bb4cfc29e8f | 71.936 | FCR_2026-08-02T08:00:00Z | tenderStatistics_2026-08@d7daa9807303 | 66.2245 | PUBLISHED_PROXY | 175 | aFRRUp_2026-08-02T08:00:00Z | tenderStatistics_2026-08@d7daa9807303 | 5.4828 | PUBLISHED_PROXY | 175 | aFRRDown_2026-08-02T08:00:00Z | tenderStatistics_2026-08@d7daa9807303 | 3.0073 | PUBLISHED_PROXY |  | SOURCE_NULL_NOT_MODELED |  | 0 | PUBLISHED_PROXY | 0 | -57.1824 | PUBLISHED_PROXY | 31.718 | marginalPricesOverview_2026-08@4f1f9f7e4d34 | activatedBalancingEnergyOverview_2026-08@914407f42f6a | PUBLISHED_NATIVE | 0 | 0.72498 | 0.72498 | TRUE | TRUE | TRUE | TRUE | TRUE | TRUE | TRUE | TRUE | OK | OK | EUR | 248.7374 | 4.3499 | 18.0436 | 0.13714 | calibrated_directional_minimum_full_month | 175 | 24 | 24 | 24 | TRUE | 0 | 0 | 32.8969 | 0.13714 | calibrated_directional_minimum_full_month | 175 | 24 | 24 | 24 | 2026-08-02_44 | TRUE | -6.21 | -36 | 46236.375 | 46236.3646 | 0.034116 | 54.7737 | 67.0556 | 662.2453 | 0.3125 | calibrated_PETROM_full_month_P90 | 128 | TRUE | 40 | 40 | 40 | FALSE | 2026-08-02 | 955.7132
2026-08-02 09:00 | 2026-08-02 09:15 | 2026-08-02 12:00 | 2026-08-02 | 0.25 | FORMAL | 2026-08-02 09:00 | 0.51 | 2026-08-02_45 | 15 | DA_2026-08-02@dd15ca7d2c57 | 2026-07-31 | 5.2473 | BNR_FX_2026@9bb4cfc29e8f | 71.936 | FCR_2026-08-02T09:00:00Z | tenderStatistics_2026-08@d7daa9807303 | 66.2245 | PUBLISHED_PROXY | 175 | aFRRUp_2026-08-02T09:00:00Z | tenderStatistics_2026-08@d7daa9807303 | 5.5209 | PUBLISHED_PROXY | 175 | aFRRDown_2026-08-02T09:00:00Z | tenderStatistics_2026-08@d7daa9807303 | 6.874 | PUBLISHED_PROXY |  | SOURCE_NULL_NOT_MODELED |  | 0 | PUBLISHED_PROXY | 0 | -220.8454 | PUBLISHED_PROXY | 28.13 | marginalPricesOverview_2026-08@4f1f9f7e4d34 | activatedBalancingEnergyOverview_2026-08@914407f42f6a | PUBLISHED_NATIVE | 0 | 0.64297 | 0.64297 | TRUE | TRUE | TRUE | TRUE | TRUE | TRUE | TRUE | TRUE | OK | OK | EUR | 851.9836 | 3.8578 | 41.2441 | 0.13714 | calibrated_directional_minimum_full_month | 175 | 24 | 24 | 24 | TRUE | 0 | 0 | 33.1256 | 0.13714 | calibrated_directional_minimum_full_month | 175 | 24 | 24 | 24 | 2026-08-02_45 | TRUE | -4.59 | -36 | 46236.3854 | 46236.375 | 0.032859 | 67.0556 | 78.8849 | 662.2453 | 0.3125 | calibrated_PETROM_full_month_P90 | 128 | TRUE | 40 | 40 | 40 | FALSE | 2026-08-02 | 1584.0087
2026-08-02 09:15 | 2026-08-02 09:30 | 2026-08-02 12:15 | 2026-08-02 | 0.25 | FORMAL | 2026-08-02 09:00 | 0.69 | 2026-08-02_46 | 15 | DA_2026-08-02@dd15ca7d2c57 | 2026-07-31 | 5.2473 | BNR_FX_2026@9bb4cfc29e8f | 71.936 | FCR_2026-08-02T09:00:00Z | tenderStatistics_2026-08@d7daa9807303 | 66.2245 | PUBLISHED_PROXY | 175 | aFRRUp_2026-08-02T09:00:00Z | tenderStatistics_2026-08@d7daa9807303 | 5.5209 | PUBLISHED_PROXY | 175 | aFRRDown_2026-08-02T09:00:00Z | tenderStatistics_2026-08@d7daa9807303 | 6.874 | PUBLISHED_PROXY |  | SOURCE_NULL_NOT_MODELED |  | 0 | PUBLISHED_PROXY | 0 | -34.2734 | PUBLISHED_PROXY | 20.827 | marginalPricesOverview_2026-08@4f1f9f7e4d34 | activatedBalancingEnergyOverview_2026-08@914407f42f6a | PUBLISHED_NATIVE | 0 | 0.47605 | 0.47605 | TRUE | TRUE | TRUE | TRUE | TRUE | TRUE | TRUE | TRUE | OK | OK | EUR | 97.8943 | 2.8563 | 41.2441 | 0.13714 | calibrated_directional_minimum_full_month | 175 | 24 | 24 | 24 | TRUE | 0 | 0 | 33.1256 | 0.13714 | calibrated_directional_minimum_full_month | 175 | 24 | 24 | 24 | 2026-08-02_46 | TRUE | -6.21 | -36 | 46236.3958 | 46236.3854 | 0.030299 | 78.8849 | 89.7926 | 662.2453 | 0.3125 | calibrated_PETROM_full_month_P90 | 128 | TRUE | 40 | 40 | 40 | FALSE | 2026-08-02 | 828.2994
2026-08-02 09:30 | 2026-08-02 09:45 | 2026-08-02 12:30 | 2026-08-02 | 0.25 | FORMAL | 2026-08-02 09:00 | 1.95 | 2026-08-02_47 | 15 | DA_2026-08-02@dd15ca7d2c57 | 2026-07-31 | 5.2473 | BNR_FX_2026@9bb4cfc29e8f | 71.936 | FCR_2026-08-02T09:00:00Z | tenderStatistics_2026-08@d7daa9807303 | 66.2245 | PUBLISHED_PROXY | 175 | aFRRUp_2026-08-02T09:00:00Z | tenderStatistics_2026-08@d7daa9807303 | 5.5209 | PUBLISHED_PROXY | 175 | aFRRDown_2026-08-02T09:00:00Z | tenderStatistics_2026-08@d7daa9807303 | 6.874 | PUBLISHED_PROXY |  | SOURCE_NULL_NOT_MODELED |  | 0 | PUBLISHED_PROXY | 0 | 8.5459 | PUBLISHED_PROXY | 9.661 | marginalPricesOverview_2026-08@4f1f9f7e4d34 | activatedBalancingEnergyOverview_2026-08@914407f42f6a | PUBLISHED_NATIVE | 0 | 0.22082 | 0.22082 | TRUE | TRUE | TRUE | TRUE | TRUE | TRUE | TRUE | TRUE | OK | OK | EUR | -11.3228 | 1.3249 | 41.2441 | 0.13714 | calibrated_directional_minimum_full_month | 175 | 24 | 24 | 24 | TRUE | 0 | 0 | 33.1256 | 0.13714 | calibrated_directional_minimum_full_month | 175 | 24 | 24 | 24 | 2026-08-02_47 | TRUE | -17.55 | -36 | 46236.4062 | 46236.3958 | 0.026386 | 89.7926 | 99.2916 | 662.2453 | 0.3125 | calibrated_PETROM_full_month_P90 | 128 | TRUE | 40 | 40 | 40 | FALSE | 2026-08-02 | 707.7422
2026-08-02 09:45 | 2026-08-02 10:00 | 2026-08-02 12:45 | 2026-08-02 | 0.25 | FORMAL | 2026-08-02 09:00 | 2.43 | 2026-08-02_48 | 15 | DA_2026-08-02@dd15ca7d2c57 | 2026-07-31 | 5.2473 | BNR_FX_2026@9bb4cfc29e8f | 71.936 | FCR_2026-08-02T09:00:00Z | tenderStatistics_2026-08@d7daa9807303 | 66.2245 | PUBLISHED_PROXY | 175 | aFRRUp_2026-08-02T09:00:00Z | tenderStatistics_2026-08@d7daa9807303 | 5.5209 | PUBLISHED_PROXY | 175 | aFRRDown_2026-08-02T09:00:00Z | tenderStatistics_2026-08@d7daa9807303 | 6.874 | PUBLISHED_PROXY |  | SOURCE_NULL_NOT_MODELED |  | 0 | PUBLISHED_PROXY | 0 | -23.4694 | PUBLISHED_PROXY | 15.239 | marginalPricesOverview_2026-08@4f1f9f7e4d34 | activatedBalancingEnergyOverview_2026-08@914407f42f6a | PUBLISHED_NATIVE | 0 | 0.34832 | 0.34832 | TRUE | TRUE | TRUE | TRUE | TRUE | TRUE | TRUE | TRUE | OK | OK | EUR | 49.0492 | 2.0899 | 41.2441 | 0.13714 | calibrated_directional_minimum_full_month | 175 | 24 | 24 | 24 | TRUE | 0 | 0 | 33.1256 | 0.13714 | calibrated_directional_minimum_full_month | 175 | 24 | 24 | 24 | 2026-08-02_48 | TRUE | -21.87 | -36 | 46236.4167 | 46236.4062 | 0.028341 | 99.2916 | 109.4943 | 662.2453 | 0.3125 | calibrated_PETROM_full_month_P90 | 128 | TRUE | 40 | 40 | 40 | FALSE | 2026-08-02 | 763.7942
2026-08-02 10:00 | 2026-08-02 10:15 | 2026-08-02 13:00 | 2026-08-02 | 0.25 | FORMAL | 2026-08-02 10:00 | 3.03 | 2026-08-02_49 | 15 | DA_2026-08-02@dd15ca7d2c57 | 2026-07-31 | 5.2473 | BNR_FX_2026@9bb4cfc29e8f | 71.936 | FCR_2026-08-02T10:00:00Z | tenderStatistics_2026-08@d7daa9807303 | 66.2245 | PUBLISHED_PROXY | 175 | aFRRUp_2026-08-02T10:00:00Z | tenderStatistics_2026-08@d7daa9807303 | 5.4733 | PUBLISHED_PROXY | 175 | aFRRDown_2026-08-02T10:00:00Z | tenderStatistics_2026-08@d7daa9807303 | 6.8607 | PUBLISHED_PROXY |  | SOURCE_NULL_NOT_MODELED |  | 0 | PUBLISHED_PROXY | 0 | 34.4255 | PUBLISHED_PROXY | 3.973 | marginalPricesOverview_2026-08@4f1f9f7e4d34 | activatedBalancingEnergyOverview_2026-08@914407f42f6a | PUBLISHED_NATIVE | 0 | 0.090811 | 0.090811 | TRUE | TRUE | TRUE | TRUE | TRUE | TRUE | TRUE | TRUE | OK | OK | EUR | -18.7574 | 0.54487 | 41.164 | 0.13714 | calibrated_directional_minimum_full_month | 175 | 24 | 24 | 24 | TRUE | 0 | 0 | 32.8397 | 0.13714 | calibrated_directional_minimum_full_month | 175 | 24 | 24 | 24 | 2026-08-02_49 | TRUE | -27.27 | -36 | 46236.4271 | 46236.4167 | 0.024392 | 109.4943 | 118.2756 | 662.2453 | 0.3125 | calibrated_PETROM_full_month_P90 | 128 | TRUE | 40 | 40 | 40 | FALSE | 2026-08-02 | 690.2217
2026-08-02 10:15 | 2026-08-02 10:30 | 2026-08-02 13:15 | 2026-08-02 | 0.25 | FORMAL | 2026-08-02 10:00 | 3 | 2026-08-02_50 | 15 | DA_2026-08-02@dd15ca7d2c57 | 2026-07-31 | 5.2473 | BNR_FX_2026@9bb4cfc29e8f | 71.936 | FCR_2026-08-02T10:00:00Z | tenderStatistics_2026-08@d7daa9807303 | 66.2245 | PUBLISHED_PROXY | 175 | aFRRUp_2026-08-02T10:00:00Z | tenderStatistics_2026-08@d7daa9807303 | 5.4733 | PUBLISHED_PROXY | 175 | aFRRDown_2026-08-02T10:00:00Z | tenderStatistics_2026-08@d7daa9807303 | 6.8607 | PUBLISHED_PROXY |  | SOURCE_NULL_NOT_MODELED |  | 89.2097 | PUBLISHED_PROXY | 0.042 | 12.709 | PUBLISHED_PROXY | 3.133 | marginalPricesOverview_2026-08@4f1f9f7e4d34 | activatedBalancingEnergyOverview_2026-08@914407f42f6a | PUBLISHED_NATIVE | 0.00096 | 0.071611 | 0.072571 | TRUE | TRUE | TRUE | TRUE | TRUE | TRUE | TRUE | TRUE | OK | OK | EUR | -5.4607 | 0.42967 | 41.164 | 0.13714 | calibrated_directional_minimum_full_month | 175 | 24 | 24 | 24 | TRUE | 0.51385 | 0.00576 | 32.8397 | 0.13714 | calibrated_directional_minimum_full_month | 175 | 24 | 24 | 24 | 2026-08-02_50 | TRUE | -27 | -36 | 46236.4375 | 46236.4271 | 0.024083 | 118.2756 | 126.9456 | 662.2453 | 0.3125 | calibrated_PETROM_full_month_P90 | 128 | TRUE | 40 | 40 | 40 | FALSE | 2026-08-02 | 704.3023
2026-08-02 10:30 | 2026-08-02 10:45 | 2026-08-02 13:30 | 2026-08-02 | 0.25 | FORMAL | 2026-08-02 10:00 | 3.56 | 2026-08-02_51 | 15 | DA_2026-08-02@dd15ca7d2c57 | 2026-07-31 | 5.2473 | BNR_FX_2026@9bb4cfc29e8f | 71.936 | FCR_2026-08-02T10:00:00Z | tenderStatistics_2026-08@d7daa9807303 | 66.2245 | PUBLISHED_PROXY | 175 | aFRRUp_2026-08-02T10:00:00Z | tenderStatistics_2026-08@d7daa9807303 | 5.4733 | PUBLISHED_PROXY | 175 | aFRRDown_2026-08-02T10:00:00Z | tenderStatistics_2026-08@d7daa9807303 | 6.8607 | PUBLISHED_PROXY |  | SOURCE_NULL_NOT_MODELED |  | 89.2097 | PUBLISHED_PROXY | 0.017 | -2.9539 | PUBLISHED_PROXY | 4.004 | marginalPricesOverview_2026-08@4f1f9f7e4d34 | activatedBalancingEnergyOverview_2026-08@914407f42f6a | PUBLISHED_NATIVE | 0.00038857 | 0.09152 | 0.091909 | TRUE | TRUE | TRUE | TRUE | TRUE | TRUE | TRUE | TRUE | OK | OK | EUR | 1.622 | 0.54912 | 41.164 | 0.13714 | calibrated_directional_minimum_full_month | 175 | 24 | 24 | 24 | TRUE | 0.20799 | 0.0023314 | 32.8397 | 0.13714 | calibrated_directional_minimum_full_month | 175 | 24 | 24 | 24 | 2026-08-02_51 | TRUE | -32.04 | -36 | 46236.4479 | 46236.4375 | 0.024397 | 126.9456 | 135.7286 | 662.2453 | 0.3125 | calibrated_PETROM_full_month_P90 | 128 | TRUE | 40 | 40 | 40 | FALSE | 2026-08-02 | 706.0392
2026-08-02 10:45 | 2026-08-02 11:00 | 2026-08-02 13:45 | 2026-08-02 | 0.25 | FORMAL | 2026-08-02 10:00 | 4.21 | 2026-08-02_52 | 15 | DA_2026-08-02@dd15ca7d2c57 | 2026-07-31 | 5.2473 | BNR_FX_2026@9bb4cfc29e8f | 71.936 | FCR_2026-08-02T10:00:00Z | tenderStatistics_2026-08@d7daa9807303 | 66.2245 | PUBLISHED_PROXY | 175 | aFRRUp_2026-08-02T10:00:00Z | tenderStatistics_2026-08@d7daa9807303 | 5.4733 | PUBLISHED_PROXY | 175 | aFRRDown_2026-08-02T10:00:00Z | tenderStatistics_2026-08@d7daa9807303 | 6.8607 | PUBLISHED_PROXY |  | SOURCE_NULL_NOT_MODELED |  | 0 | PUBLISHED_PROXY | 0 | -22.4397 | PUBLISHED_PROXY | 11.689 | marginalPricesOverview_2026-08@4f1f9f7e4d34 | activatedBalancingEnergyOverview_2026-08@914407f42f6a | PUBLISHED_NATIVE | 0 | 0.26718 | 0.26718 | TRUE | TRUE | TRUE | TRUE | TRUE | TRUE | TRUE | TRUE | OK | OK | EUR | 35.9723 | 1.6031 | 41.164 | 0.13714 | calibrated_directional_minimum_full_month | 175 | 24 | 24 | 24 | TRUE | 0 | 0 | 32.8397 | 0.13714 | calibrated_directional_minimum_full_month | 175 | 24 | 24 | 24 | 2026-08-02_52 | TRUE | 0 | 0 | 46236.4583 | 46236.4479 | 0.0040967 | 135.7286 | 137.2034 | 662.2453 | 0.3125 | calibrated_PETROM_full_month_P90 | 128 | TRUE | 40 | 40 | 40 | FALSE | 2026-08-02 | 772.2214
2026-08-02 11:00 | 2026-08-02 11:15 | 2026-08-02 14:00 | 2026-08-02 | 0.25 | FORMAL | 2026-08-02 11:00 | 4.21 | 2026-08-02_53 | 15 | DA_2026-08-02@dd15ca7d2c57 | 2026-07-31 | 5.2473 | BNR_FX_2026@9bb4cfc29e8f | 71.936 | FCR_2026-08-02T11:00:00Z | tenderStatistics_2026-08@d7daa9807303 | 66.2245 | PUBLISHED_PROXY | 175 | aFRRUp_2026-08-02T11:00:00Z | tenderStatistics_2026-08@d7daa9807303 | 5.4733 | PUBLISHED_PROXY | 175 | aFRRDown_2026-08-02T11:00:00Z | tenderStatistics_2026-08@d7daa9807303 | 6.8607 | PUBLISHED_PROXY |  | SOURCE_NULL_NOT_MODELED |  | 0 | PUBLISHED_PROXY | 0 | -79.6888 | PUBLISHED_PROXY | 24.547 | marginalPricesOverview_2026-08@4f1f9f7e4d34 | activatedBalancingEnergyOverview_2026-08@914407f42f6a | PUBLISHED_NATIVE | 0 | 0.56107 | 0.56107 | TRUE | TRUE | TRUE | TRUE | TRUE | TRUE | TRUE | TRUE | OK | OK | EUR | 268.268 | 3.3664 | 41.164 | 0.13714 | calibrated_directional_minimum_full_month | 175 | 24 | 24 | 24 | TRUE | 0 | 0 | 32.8397 | 0.13714 | calibrated_directional_minimum_full_month | 175 | 24 | 24 | 24 | 2026-08-02_53 | TRUE | -10.2319 | -9.7215 | 46236.4688 | 46236.4583 | 0.014814 | 137.2034 | 142.5365 | 662.2453 | 0.3125 | calibrated_PETROM_full_month_P90 | 128 | TRUE | 40 | 40 | 40 | FALSE | 2026-08-02 | 994.2852
2026-08-02 11:15 | 2026-08-02 11:30 | 2026-08-02 14:15 | 2026-08-02 | 0.25 | FORMAL | 2026-08-02 11:00 | 2.74 | 2026-08-02_54 | 15 | DA_2026-08-02@dd15ca7d2c57 | 2026-07-31 | 5.2473 | BNR_FX_2026@9bb4cfc29e8f | 71.936 | FCR_2026-08-02T11:00:00Z | tenderStatistics_2026-08@d7daa9807303 | 66.2245 | PUBLISHED_PROXY | 175 | aFRRUp_2026-08-02T11:00:00Z | tenderStatistics_2026-08@d7daa9807303 | 5.4733 | PUBLISHED_PROXY | 175 | aFRRDown_2026-08-02T11:00:00Z | tenderStatistics_2026-08@d7daa9807303 | 6.8607 | PUBLISHED_PROXY |  | SOURCE_NULL_NOT_MODELED |  | 0 | PUBLISHED_PROXY | 0 | -75.2052 | PUBLISHED_PROXY | 14.75 | marginalPricesOverview_2026-08@4f1f9f7e4d34 | activatedBalancingEnergyOverview_2026-08@914407f42f6a | PUBLISHED_NATIVE | 0 | 0.33714 | 0.33714 | TRUE | TRUE | TRUE | TRUE | TRUE | TRUE | TRUE | TRUE | OK | OK | EUR | 152.1293 | 2.0229 | 41.164 | 0.13714 | calibrated_directional_minimum_full_month | 175 | 24 | 24 | 24 | TRUE | 0 | 0 | 32.8397 | 0.13714 | calibrated_directional_minimum_full_month | 175 | 24 | 24 | 24 | 2026-08-02_54 | TRUE | -24.66 | -36 | 46236.4792 | 46236.4688 | 0.02817 | 142.5365 | 152.6775 | 662.2453 | 0.3125 | calibrated_PETROM_full_month_P90 | 128 | TRUE | 40 | 40 | 40 | FALSE | 2026-08-02 | 863.7184
2026-08-02 11:30 | 2026-08-02 11:45 | 2026-08-02 14:30 | 2026-08-02 | 0.25 | FORMAL | 2026-08-02 11:00 | 3.75 | 2026-08-02_55 | 15 | DA_2026-08-02@dd15ca7d2c57 | 2026-07-31 | 5.2473 | BNR_FX_2026@9bb4cfc29e8f | 71.936 | FCR_2026-08-02T11:00:00Z | tenderStatistics_2026-08@d7daa9807303 | 66.2245 | PUBLISHED_PROXY | 175 | aFRRUp_2026-08-02T11:00:00Z | tenderStatistics_2026-08@d7daa9807303 | 5.4733 | PUBLISHED_PROXY | 175 | aFRRDown_2026-08-02T11:00:00Z | tenderStatistics_2026-08@d7daa9807303 | 6.8607 | PUBLISHED_PROXY |  | SOURCE_NULL_NOT_MODELED |  | 0 | PUBLISHED_PROXY | 0 | 18.3403 | PUBLISHED_PROXY | 3.413 | marginalPricesOverview_2026-08@4f1f9f7e4d34 | activatedBalancingEnergyOverview_2026-08@914407f42f6a | PUBLISHED_NATIVE | 0 | 0.078011 | 0.078011 | TRUE | TRUE | TRUE | TRUE | TRUE | TRUE | TRUE | TRUE | OK | OK | EUR | -8.5845 | 0.46807 | 41.164 | 0.13714 | calibrated_directional_minimum_full_month | 175 | 24 | 24 | 24 | TRUE | 0 | 0 | 32.8397 | 0.13714 | calibrated_directional_minimum_full_month | 175 | 24 | 24 | 24 | 2026-08-02_55 | TRUE | -33.75 | -36 | 46236.4896 | 46236.4792 | 0.024196 | 152.6775 | 161.3882 | 662.2453 | 0.3125 | calibrated_PETROM_full_month_P90 | 128 | TRUE | 40 | 40 | 40 | FALSE | 2026-08-02 | 693.9146
2026-08-02 11:45 | 2026-08-02 12:00 | 2026-08-02 14:45 | 2026-08-02 | 0.25 | FORMAL | 2026-08-02 11:00 | 2.42 | 2026-08-02_56 | 15 | DA_2026-08-02@dd15ca7d2c57 | 2026-07-31 | 5.2473 | BNR_FX_2026@9bb4cfc29e8f | 71.936 | FCR_2026-08-02T11:00:00Z | tenderStatistics_2026-08@d7daa9807303 | 66.2245 | PUBLISHED_PROXY | 175 | aFRRUp_2026-08-02T11:00:00Z | tenderStatistics_2026-08@d7daa9807303 | 5.4733 | PUBLISHED_PROXY | 175 | aFRRDown_2026-08-02T11:00:00Z | tenderStatistics_2026-08@d7daa9807303 | 6.8607 | PUBLISHED_PROXY |  | SOURCE_NULL_NOT_MODELED |  | 89.0363 | PUBLISHED_PROXY | 0.029 | 5.1661 | PUBLISHED_PROXY | 8.535 | marginalPricesOverview_2026-08@4f1f9f7e4d34 | activatedBalancingEnergyOverview_2026-08@914407f42f6a | PUBLISHED_NATIVE | 0.00066286 | 0.19509 | 0.19575 | TRUE | TRUE | TRUE | TRUE | TRUE | TRUE | TRUE | TRUE | OK | OK | EUR | -6.047 | 1.1705 | 41.164 | 0.13714 | calibrated_directional_minimum_full_month | 175 | 24 | 24 | 24 | TRUE | 0.35411 | 0.0039771 | 32.8397 | 0.13714 | calibrated_directional_minimum_full_month | 175 | 24 | 24 | 24 | 2026-08-02_56 | TRUE | -21.78 | -36 | 46236.5 | 46236.4896 | 0.025981 | 161.3882 | 170.7414 | 662.2453 | 0.3125 | calibrated_PETROM_full_month_P90 | 128 | TRUE | 40 | 40 | 40 | FALSE | 2026-08-02 | 708.7763
2026-08-02 12:00 | 2026-08-02 12:15 | 2026-08-02 15:00 | 2026-08-02 | 0.25 | FORMAL | 2026-08-02 12:00 | 5.1 | 2026-08-02_57 | 15 | DA_2026-08-02@dd15ca7d2c57 | 2026-07-31 | 5.2473 | BNR_FX_2026@9bb4cfc29e8f | 71.936 | FCR_2026-08-02T12:00:00Z | tenderStatistics_2026-08@d7daa9807303 | 66.2245 | PUBLISHED_PROXY | 175 | aFRRUp_2026-08-02T12:00:00Z | tenderStatistics_2026-08@d7daa9807303 | 5.3628 | PUBLISHED_PROXY | 175 | aFRRDown_2026-08-02T12:00:00Z | tenderStatistics_2026-08@d7daa9807303 | 6.8607 | PUBLISHED_PROXY |  | SOURCE_NULL_NOT_MODELED |  | 0 | PUBLISHED_PROXY | 0 | -43.9632 | PUBLISHED_PROXY | 23.696 | marginalPricesOverview_2026-08@4f1f9f7e4d34 | activatedBalancingEnergyOverview_2026-08@914407f42f6a | PUBLISHED_NATIVE | 0 | 0.54162 | 0.54162 | TRUE | TRUE | TRUE | TRUE | TRUE | TRUE | TRUE | TRUE | OK | OK | EUR | 142.8688 | 3.2497 | 41.164 | 0.13714 | calibrated_directional_minimum_full_month | 175 | 24 | 24 | 24 | TRUE | 0 | 0 | 32.1765 | 0.13714 | calibrated_directional_minimum_full_month | 175 | 24 | 24 | 24 | 2026-08-02_57 | TRUE | 45.9 | 36 | 46236.5104 | 46236.5 | 0.017362 | 170.7414 | 164.4911 | 662.2453 | 0.3125 | calibrated_PETROM_full_month_P90 | 128 | TRUE | 40 | 40 | 40 | FALSE | 2026-08-02 | 924.3547
2026-08-02 12:15 | 2026-08-02 12:30 | 2026-08-02 15:15 | 2026-08-02 | 0.25 | FORMAL | 2026-08-02 12:00 | 5.09 | 2026-08-02_58 | 15 | DA_2026-08-02@dd15ca7d2c57 | 2026-07-31 | 5.2473 | BNR_FX_2026@9bb4cfc29e8f | 71.936 | FCR_2026-08-02T12:00:00Z | tenderStatistics_2026-08@d7daa9807303 | 66.2245 | PUBLISHED_PROXY | 175 | aFRRUp_2026-08-02T12:00:00Z | tenderStatistics_2026-08@d7daa9807303 | 5.3628 | PUBLISHED_PROXY | 175 | aFRRDown_2026-08-02T12:00:00Z | tenderStatistics_2026-08@d7daa9807303 | 6.8607 | PUBLISHED_PROXY |  | SOURCE_NULL_NOT_MODELED |  | 110.4856 | PUBLISHED_PROXY | 0.774 | -21.5703 | PUBLISHED_PROXY | 8.679 | marginalPricesOverview_2026-08@4f1f9f7e4d34 | activatedBalancingEnergyOverview_2026-08@914407f42f6a | PUBLISHED_NATIVE | 0.017691 | 0.19838 | 0.21607 | TRUE | TRUE | TRUE | TRUE | TRUE | TRUE | TRUE | TRUE | OK | OK | EUR | 25.6744 | 1.1903 | 41.164 | 0.13714 | calibrated_directional_minimum_full_month | 175 | 24 | 24 | 24 | TRUE | 11.7279 | 0.10615 | 32.1765 | 0.13714 | calibrated_directional_minimum_full_month | 175 | 24 | 24 | 24 | 2026-08-02_58 | TRUE | 45.81 | 36 | 46236.5208 | 46236.5104 | 0.023901 | 164.4911 | 155.8869 | 662.2453 | 0.3125 | calibrated_PETROM_full_month_P90 | 128 | TRUE | 40 | 40 | 40 | FALSE | 2026-08-02 | 818.7982
2026-08-02 12:30 | 2026-08-02 12:45 | 2026-08-02 15:30 | 2026-08-02 | 0.25 | FORMAL | 2026-08-02 12:00 | 3.9 | 2026-08-02_59 | 15 | DA_2026-08-02@dd15ca7d2c57 | 2026-07-31 | 5.2473 | BNR_FX_2026@9bb4cfc29e8f | 71.936 | FCR_2026-08-02T12:00:00Z | tenderStatistics_2026-08@d7daa9807303 | 66.2245 | PUBLISHED_PROXY | 175 | aFRRUp_2026-08-02T12:00:00Z | tenderStatistics_2026-08@d7daa9807303 | 5.3628 | PUBLISHED_PROXY | 175 | aFRRDown_2026-08-02T12:00:00Z | tenderStatistics_2026-08@d7daa9807303 | 6.8607 | PUBLISHED_PROXY |  | SOURCE_NULL_NOT_MODELED |  | 107.0612 | PUBLISHED_PROXY | 1.667 | 0 | PUBLISHED_PROXY | 0 | marginalPricesOverview_2026-08@4f1f9f7e4d34 | activatedBalancingEnergyOverview_2026-08@914407f42f6a | PUBLISHED_NATIVE | 0.038103 | 0 | 0.038103 | TRUE | TRUE | TRUE | TRUE | TRUE | TRUE | TRUE | TRUE | OK | OK | EUR | 0 | 0 | 41.164 | 0.13714 | calibrated_directional_minimum_full_month | 175 | 24 | 24 | 24 | TRUE | 24.476 | 0.22862 | 32.1765 | 0.13714 | calibrated_directional_minimum_full_month | 175 | 24 | 24 | 24 | 2026-08-02_59 | TRUE | -35.1 | -36 | 46236.5312 | 46236.5208 | 0.022416 | 155.8869 | 163.9565 | 662.2453 | 0.3125 | calibrated_PETROM_full_month_P90 | 128 | TRUE | 40 | 40 | 40 | FALSE | 2026-08-02 | 724.9619
2026-08-02 12:45 | 2026-08-02 13:00 | 2026-08-02 15:45 | 2026-08-02 | 0.25 | FORMAL | 2026-08-02 12:00 | 3.13 | 2026-08-02_60 | 15 | DA_2026-08-02@dd15ca7d2c57 | 2026-07-31 | 5.2473 | BNR_FX_2026@9bb4cfc29e8f | 71.936 | FCR_2026-08-02T12:00:00Z | tenderStatistics_2026-08@d7daa9807303 | 66.2245 | PUBLISHED_PROXY | 175 | aFRRUp_2026-08-02T12:00:00Z | tenderStatistics_2026-08@d7daa9807303 | 5.3628 | PUBLISHED_PROXY | 175 | aFRRDown_2026-08-02T12:00:00Z | tenderStatistics_2026-08@d7daa9807303 | 6.8607 | PUBLISHED_PROXY |  | SOURCE_NULL_NOT_MODELED |  | 117.1949 | PUBLISHED_PROXY | 5.09 | 0 | PUBLISHED_PROXY | 0 | marginalPricesOverview_2026-08@4f1f9f7e4d34 | activatedBalancingEnergyOverview_2026-08@914407f42f6a | PUBLISHED_NATIVE | 0.11634 | 0 | 0.11634 | TRUE | TRUE | TRUE | TRUE | TRUE | TRUE | TRUE | TRUE | OK | OK | EUR | 0 | 0 | 41.164 | 0.13714 | calibrated_directional_minimum_full_month | 175 | 24 | 24 | 24 | TRUE | 81.8088 | 0.69806 | 32.1765 | 0.13714 | calibrated_directional_minimum_full_month | 175 | 24 | 24 | 24 | 2026-08-02_60 | TRUE | -28.17 | -36 | 46236.5417 | 46236.5312 | 0.021216 | 163.9565 | 171.5943 | 662.2453 | 0.3125 | calibrated_PETROM_full_month_P90 | 128 | TRUE | 40 | 40 | 40 | FALSE | 2026-08-02 | 789.2247
2026-08-02 13:00 | 2026-08-02 13:15 | 2026-08-02 16:00 | 2026-08-02 | 0.25 | FORMAL | 2026-08-02 13:00 | 7.62 | 2026-08-02_61 | 15 | DA_2026-08-02@dd15ca7d2c57 | 2026-07-31 | 5.2473 | BNR_FX_2026@9bb4cfc29e8f | 71.936 | FCR_2026-08-02T13:00:00Z | tenderStatistics_2026-08@d7daa9807303 | 66.2245 | PUBLISHED_PROXY | 175 | aFRRUp_2026-08-02T13:00:00Z | tenderStatistics_2026-08@d7daa9807303 | 5.2999 | PUBLISHED_PROXY | 175 | aFRRDown_2026-08-02T13:00:00Z | tenderStatistics_2026-08@d7daa9807303 | 3.0073 | PUBLISHED_PROXY |  | SOURCE_NULL_NOT_MODELED |  | 128.8282 | PUBLISHED_PROXY | 2.447 | 76.2297 | PUBLISHED_PROXY | 0.045 | marginalPricesOverview_2026-08@4f1f9f7e4d34 | activatedBalancingEnergyOverview_2026-08@914407f42f6a | PUBLISHED_NATIVE | 0.055931 | 0.0010286 | 0.05696 | TRUE | TRUE | TRUE | TRUE | TRUE | TRUE | TRUE | TRUE | OK | OK | EUR | -0.47045 | 0.0061714 | 18.0436 | 0.13714 | calibrated_directional_minimum_full_month | 175 | 24 | 24 | 24 | TRUE | 43.2333 | 0.33559 | 31.7992 | 0.13714 | calibrated_directional_minimum_full_month | 175 | 24 | 24 | 24 | 2026-08-02_61 | TRUE | 0 | 0 | 46236.5521 | 46236.5417 | 0.001029 | 171.5943 | 171.2352 | 662.2453 | 0.3125 | calibrated_PETROM_full_month_P90 | 128 | TRUE | 40 | 40 | 40 | FALSE | 2026-08-02 | 754.8509
2026-08-02 13:15 | 2026-08-02 13:30 | 2026-08-02 16:15 | 2026-08-02 | 0.25 | FORMAL | 2026-08-02 13:00 | 7.14 | 2026-08-02_62 | 15 | DA_2026-08-02@dd15ca7d2c57 | 2026-07-31 | 5.2473 | BNR_FX_2026@9bb4cfc29e8f | 71.936 | FCR_2026-08-02T13:00:00Z | tenderStatistics_2026-08@d7daa9807303 | 66.2245 | PUBLISHED_PROXY | 175 | aFRRUp_2026-08-02T13:00:00Z | tenderStatistics_2026-08@d7daa9807303 | 5.2999 | PUBLISHED_PROXY | 175 | aFRRDown_2026-08-02T13:00:00Z | tenderStatistics_2026-08@d7daa9807303 | 3.0073 | PUBLISHED_PROXY |  | SOURCE_NULL_NOT_MODELED |  | 93.551 | PUBLISHED_PROXY | 0.13 | 66.991 | PUBLISHED_PROXY | 0.209 | marginalPricesOverview_2026-08@4f1f9f7e4d34 | activatedBalancingEnergyOverview_2026-08@914407f42f6a | PUBLISHED_NATIVE | 0.0029714 | 0.0047771 | 0.0077486 | TRUE | TRUE | TRUE | TRUE | TRUE | TRUE | TRUE | TRUE | OK | OK | EUR | -1.9202 | 0.028663 | 18.0436 | 0.13714 | calibrated_directional_minimum_full_month | 175 | 24 | 24 | 24 | TRUE | 1.6679 | 0.017829 | 31.7992 | 0.13714 | calibrated_directional_minimum_full_month | 175 | 24 | 24 | 24 | 2026-08-02_62 | TRUE | -2.7019 | -1.5136 | 46236.5625 | 46236.5521 | 0.0010879 | 171.2352 | 171.5905 | 662.2453 | 0.3125 | calibrated_PETROM_full_month_P90 | 128 | TRUE | 40 | 40 | 40 | FALSE | 2026-08-02 | 709.134
2026-08-02 13:30 | 2026-08-02 13:45 | 2026-08-02 16:30 | 2026-08-02 | 0.25 | FORMAL | 2026-08-02 13:00 | 7.94 | 2026-08-02_63 | 15 | DA_2026-08-02@dd15ca7d2c57 | 2026-07-31 | 5.2473 | BNR_FX_2026@9bb4cfc29e8f | 71.936 | FCR_2026-08-02T13:00:00Z | tenderStatistics_2026-08@d7daa9807303 | 66.2245 | PUBLISHED_PROXY | 175 | aFRRUp_2026-08-02T13:00:00Z | tenderStatistics_2026-08@d7daa9807303 | 5.2999 | PUBLISHED_PROXY | 175 | aFRRDown_2026-08-02T13:00:00Z | tenderStatistics_2026-08@d7daa9807303 | 3.0073 | PUBLISHED_PROXY |  | SOURCE_NULL_NOT_MODELED |  | 132.1767 | PUBLISHED_PROXY | 4.489 | 76.2297 | PUBLISHED_PROXY | 0.067 | marginalPricesOverview_2026-08@4f1f9f7e4d34 | activatedBalancingEnergyOverview_2026-08@914407f42f6a | PUBLISHED_NATIVE | 0.10261 | 0.0015314 | 0.10414 | TRUE | TRUE | TRUE | TRUE | TRUE | TRUE | TRUE | TRUE | OK | OK | EUR | -0.70044 | 0.0091886 | 18.0436 | 0.13714 | calibrated_directional_minimum_full_month | 175 | 24 | 24 | 24 | TRUE | 81.3725 | 0.61563 | 31.7992 | 0.13714 | calibrated_directional_minimum_full_month | 175 | 24 | 24 | 24 | 2026-08-02_63 | TRUE | -5.6323 | -2.8374 | 46236.5729 | 46236.5625 | 0.0032893 | 171.5905 | 171.5946 | 662.2453 | 0.3125 | calibrated_PETROM_full_month_P90 | 128 | TRUE | 40 | 40 | 40 | FALSE | 2026-08-02 | 787.1279
2026-08-02 13:45 | 2026-08-02 14:00 | 2026-08-02 16:45 | 2026-08-02 | 0.25 | FORMAL | 2026-08-02 13:00 | 8.47 | 2026-08-02_64 | 15 | DA_2026-08-02@dd15ca7d2c57 | 2026-07-31 | 5.2473 | BNR_FX_2026@9bb4cfc29e8f | 71.936 | FCR_2026-08-02T13:00:00Z | tenderStatistics_2026-08@d7daa9807303 | 66.2245 | PUBLISHED_PROXY | 175 | aFRRUp_2026-08-02T13:00:00Z | tenderStatistics_2026-08@d7daa9807303 | 5.2999 | PUBLISHED_PROXY | 175 | aFRRDown_2026-08-02T13:00:00Z | tenderStatistics_2026-08@d7daa9807303 | 3.0073 | PUBLISHED_PROXY |  | SOURCE_NULL_NOT_MODELED |  | 109.3389 | PUBLISHED_PROXY | 0.937 | 76.2297 | PUBLISHED_PROXY | 0.042 | marginalPricesOverview_2026-08@4f1f9f7e4d34 | activatedBalancingEnergyOverview_2026-08@914407f42f6a | PUBLISHED_NATIVE | 0.021417 | 0.00096 | 0.022377 | TRUE | TRUE | TRUE | TRUE | TRUE | TRUE | TRUE | TRUE | OK | OK | EUR | -0.43908 | 0.00576 | 18.0436 | 0.13714 | calibrated_directional_minimum_full_month | 175 | 24 | 24 | 24 | TRUE | 14.0504 | 0.1285 | 31.7992 | 0.13714 | calibrated_directional_minimum_full_month | 175 | 24 | 24 | 24 | 2026-08-02_64 | TRUE | -1.0158 | -0.47971 | 46236.5833 | 46236.5729 | 0.00069488 | 171.5946 | 171.571 | 662.2453 | 0.3125 | calibrated_PETROM_full_month_P90 | 128 | TRUE | 40 | 40 | 40 | FALSE | 2026-08-02 | 724.6836
2026-08-02 14:00 | 2026-08-02 14:15 | 2026-08-02 17:00 | 2026-08-02 | 0.25 | FORMAL | 2026-08-02 14:00 | 12.63 | 2026-08-02_65 | 15 | DA_2026-08-02@dd15ca7d2c57 | 2026-07-31 | 5.2473 | BNR_FX_2026@9bb4cfc29e8f | 51.968 | FCR_2026-08-02T14:00:00Z | tenderStatistics_2026-08@d7daa9807303 | 60.0309 | PUBLISHED_PROXY | 175 | aFRRUp_2026-08-02T14:00:00Z | tenderStatistics_2026-08@d7daa9807303 | 6.0336 | PUBLISHED_PROXY | 175 | aFRRDown_2026-08-02T14:00:00Z | tenderStatistics_2026-08@d7daa9807303 | 3.0073 | PUBLISHED_PROXY |  | SOURCE_NULL_NOT_MODELED |  | 133.2114 | PUBLISHED_PROXY | 0.082 | 76.2297 | PUBLISHED_PROXY | 0.232 | marginalPricesOverview_2026-08@4f1f9f7e4d34 | activatedBalancingEnergyOverview_2026-08@914407f42f6a | PUBLISHED_NATIVE | 0.0018743 | 0.0053029 | 0.0071771 | TRUE | TRUE | TRUE | TRUE | TRUE | TRUE | TRUE | TRUE | OK | OK | EUR | -2.4254 | 0.031817 | 18.0436 | 0.13714 | calibrated_directional_minimum_full_month | 175 | 24 | 24 | 24 | TRUE | 1.4981 | 0.011246 | 36.2015 | 0.13714 | calibrated_directional_minimum_full_month | 175 | 24 | 24 | 24 | 2026-08-02_65 | TRUE | 0.65218 | 0.20655 | 46236.5938 | 46236.5833 | 0.00026965 | 171.571 | 171.5319 | 600.3087 | 0.3125 | calibrated_PETROM_full_month_P90 | 128 | TRUE | 40 | 40 | 40 | FALSE | 2026-08-02 | 654.2786
2026-08-02 14:15 | 2026-08-02 14:30 | 2026-08-02 17:15 | 2026-08-02 | 0.25 | FORMAL | 2026-08-02 14:00 | 15.51 | 2026-08-02_66 | 15 | DA_2026-08-02@dd15ca7d2c57 | 2026-07-31 | 5.2473 | BNR_FX_2026@9bb4cfc29e8f | 51.968 | FCR_2026-08-02T14:00:00Z | tenderStatistics_2026-08@d7daa9807303 | 60.0309 | PUBLISHED_PROXY | 175 | aFRRUp_2026-08-02T14:00:00Z | tenderStatistics_2026-08@d7daa9807303 | 6.0336 | PUBLISHED_PROXY | 175 | aFRRDown_2026-08-02T14:00:00Z | tenderStatistics_2026-08@d7daa9807303 | 3.0073 | PUBLISHED_PROXY |  | SOURCE_NULL_NOT_MODELED |  | 172.3492 | PUBLISHED_PROXY | 4.978 | 61.6144 | PUBLISHED_PROXY | 0.476 | marginalPricesOverview_2026-08@4f1f9f7e4d34 | activatedBalancingEnergyOverview_2026-08@914407f42f6a | PUBLISHED_NATIVE | 0.11378 | 0.01088 | 0.12466 | TRUE | TRUE | TRUE | TRUE | TRUE | TRUE | TRUE | TRUE | OK | OK | EUR | -4.0222 | 0.06528 | 18.0436 | 0.13714 | calibrated_directional_minimum_full_month | 175 | 24 | 24 | 24 | TRUE | 117.6623 | 0.6827 | 36.2015 | 0.13714 | calibrated_directional_minimum_full_month | 175 | 24 | 24 | 24 | 2026-08-02_66 | TRUE | -12.3892 | -3.1951 | 46236.6042 | 46236.5938 | 0.0037628 | 171.5319 | 171.6 | 600.3087 | 0.3125 | calibrated_PETROM_full_month_P90 | 128 | TRUE | 40 | 40 | 40 | FALSE | 2026-08-02 | 755.8047
2026-08-02 14:30 | 2026-08-02 14:45 | 2026-08-02 17:30 | 2026-08-02 | 0.25 | FORMAL | 2026-08-02 14:00 | 101.95 | 2026-08-02_67 | 15 | DA_2026-08-02@dd15ca7d2c57 | 2026-07-31 | 5.2473 | BNR_FX_2026@9bb4cfc29e8f | 51.968 | FCR_2026-08-02T14:00:00Z | tenderStatistics_2026-08@d7daa9807303 | 60.0309 | PUBLISHED_PROXY | 175 | aFRRUp_2026-08-02T14:00:00Z | tenderStatistics_2026-08@d7daa9807303 | 6.0336 | PUBLISHED_PROXY | 175 | aFRRDown_2026-08-02T14:00:00Z | tenderStatistics_2026-08@d7daa9807303 | 3.0073 | PUBLISHED_PROXY |  | SOURCE_NULL_NOT_MODELED |  | 180.6632 | PUBLISHED_PROXY | 14.954 | 0 | PUBLISHED_PROXY | 0 | marginalPricesOverview_2026-08@4f1f9f7e4d34 | activatedBalancingEnergyOverview_2026-08@914407f42f6a | PUBLISHED_NATIVE | 0.34181 | 0 | 0.34181 | TRUE | TRUE | TRUE | TRUE | TRUE | TRUE | TRUE | TRUE | OK | OK | EUR | 0 | 0 | 18.0436 | 0.13714 | calibrated_directional_minimum_full_month | 175 | 24 | 24 | 24 | TRUE | 370.5103 | 2.0508 | 36.2015 | 0.13714 | calibrated_directional_minimum_full_month | 175 | 24 | 24 | 24 | 2026-08-02_67 | TRUE | -135.7929 | -5.3278 | 46236.6146 | 46236.6042 | 0.0070579 | 171.6 | 170.6722 | 600.3087 | 0.3125 | calibrated_PETROM_full_month_P90 | 128 | TRUE | 40 | 40 | 40 | FALSE | 2026-08-02 | 889.2711
2026-08-02 14:45 | 2026-08-02 15:00 | 2026-08-02 17:45 | 2026-08-02 | 0.25 | FORMAL | 2026-08-02 14:00 | 157.36 | 2026-08-02_68 | 15 | DA_2026-08-02@dd15ca7d2c57 | 2026-07-31 | 5.2473 | BNR_FX_2026@9bb4cfc29e8f | 51.968 | FCR_2026-08-02T14:00:00Z | tenderStatistics_2026-08@d7daa9807303 | 60.0309 | PUBLISHED_PROXY | 175 | aFRRUp_2026-08-02T14:00:00Z | tenderStatistics_2026-08@d7daa9807303 | 6.0336 | PUBLISHED_PROXY | 175 | aFRRDown_2026-08-02T14:00:00Z | tenderStatistics_2026-08@d7daa9807303 | 3.0073 | PUBLISHED_PROXY |  | SOURCE_NULL_NOT_MODELED |  | 183.3463 | PUBLISHED_PROXY | 20.472 | 60.9837 | PUBLISHED_PROXY | 0.045 | marginalPricesOverview_2026-08@4f1f9f7e4d34 | activatedBalancingEnergyOverview_2026-08@914407f42f6a | PUBLISHED_NATIVE | 0.46793 | 0.0010286 | 0.46896 | TRUE | TRUE | TRUE | TRUE | TRUE | TRUE | TRUE | TRUE | OK | OK | EUR | -0.37636 | 0.0061714 | 18.0436 | 0.13714 | calibrated_directional_minimum_full_month | 175 | 24 | 24 | 24 | TRUE | 514.761 | 2.8076 | 36.2015 | 0.13714 | calibrated_directional_minimum_full_month | 175 | 24 | 24 | 24 | 2026-08-02_68 | TRUE | 1416.24 | 36 | 46236.625 | 46236.6146 | 0.035632 | 170.6722 | 157.8446 | 600.3087 | 0.3125 | calibrated_PETROM_full_month_P90 | 128 | TRUE | 40 | 40 | 40 | FALSE | 2026-08-02 | 2585.1784
2026-08-02 15:00 | 2026-08-02 15:15 | 2026-08-02 18:00 | 2026-08-02 | 0.25 | FORMAL | 2026-08-02 15:00 | 60.92 | 2026-08-02_69 | 15 | DA_2026-08-02@dd15ca7d2c57 | 2026-07-31 | 5.2473 | BNR_FX_2026@9bb4cfc29e8f | 51.968 | FCR_2026-08-02T15:00:00Z | tenderStatistics_2026-08@d7daa9807303 | 60.0309 | PUBLISHED_PROXY | 175 | aFRRUp_2026-08-02T15:00:00Z | tenderStatistics_2026-08@d7daa9807303 | 7.1275 | PUBLISHED_PROXY | 175 | aFRRDown_2026-08-02T15:00:00Z | tenderStatistics_2026-08@d7daa9807303 | 2.5956 | PUBLISHED_PROXY |  | SOURCE_NULL_NOT_MODELED |  | 166.1632 | PUBLISHED_PROXY | 0.393 | 72.0759 | PUBLISHED_PROXY | 0.683 | marginalPricesOverview_2026-08@4f1f9f7e4d34 | activatedBalancingEnergyOverview_2026-08@914407f42f6a | PUBLISHED_NATIVE | 0.0089829 | 0.015611 | 0.024594 | TRUE | TRUE | TRUE | TRUE | TRUE | TRUE | TRUE | TRUE | OK | OK | EUR | 0 | 0 | 0 | 0.13714 | calibrated_directional_minimum_full_month | 175 | 0 | 24 | 24 | TRUE | 8.9557 | 0.053897 | 42.7649 | 0.13714 | calibrated_directional_minimum_full_month | 175 | 24 | 24 | 24 | 2026-08-02_69 | TRUE | -913.8 | -60 | 46236.6354 | 46236.625 | 0.038196 | 157.8446 | 171.595 | 600.3087 | 0.3125 | calibrated_PETROM_full_month_P90 | 128 | TRUE | 40 | 40 | 40 | FALSE | 2026-08-02 | -261.7707
2026-08-02 15:15 | 2026-08-02 15:30 | 2026-08-02 18:15 | 2026-08-02 | 0.25 | FORMAL | 2026-08-02 15:00 | 132.66 | 2026-08-02_70 | 15 | DA_2026-08-02@dd15ca7d2c57 | 2026-07-31 | 5.2473 | BNR_FX_2026@9bb4cfc29e8f | 51.968 | FCR_2026-08-02T15:00:00Z | tenderStatistics_2026-08@d7daa9807303 | 60.0309 | PUBLISHED_PROXY | 175 | aFRRUp_2026-08-02T15:00:00Z | tenderStatistics_2026-08@d7daa9807303 | 7.1275 | PUBLISHED_PROXY | 175 | aFRRDown_2026-08-02T15:00:00Z | tenderStatistics_2026-08@d7daa9807303 | 2.5956 | PUBLISHED_PROXY |  | SOURCE_NULL_NOT_MODELED |  | 226.0946 | PUBLISHED_PROXY | 7.727 | 76.4203 | PUBLISHED_PROXY | 0.194 | marginalPricesOverview_2026-08@4f1f9f7e4d34 | activatedBalancingEnergyOverview_2026-08@914407f42f6a | PUBLISHED_NATIVE | 0.17662 | 0.0044343 | 0.18105 | TRUE | TRUE | TRUE | TRUE | TRUE | TRUE | TRUE | TRUE | OK | OK | EUR | 0 | 0 | 0 | 0.13714 | calibrated_directional_minimum_full_month | 175 | 0 | 24 | 24 | TRUE | 239.5931 | 1.0597 | 42.7649 | 0.13714 | calibrated_directional_minimum_full_month | 175 | 24 | 24 | 24 | 2026-08-02_70 | TRUE | -161.6282 | -4.8735 | 46236.6458 | 46236.6354 | 0.0051136 | 171.595 | 171.6 | 600.3087 | 0.3125 | calibrated_PETROM_full_month_P90 | 128 | TRUE | 40 | 40 | 40 | FALSE | 2026-08-02 | 721.0385
2026-08-02 15:30 | 2026-08-02 15:45 | 2026-08-02 18:30 | 2026-08-02 | 0.25 | FORMAL | 2026-08-02 15:00 | 145.74 | 2026-08-02_71 | 15 | DA_2026-08-02@dd15ca7d2c57 | 2026-07-31 | 5.2473 | BNR_FX_2026@9bb4cfc29e8f | 51.968 | FCR_2026-08-02T15:00:00Z | tenderStatistics_2026-08@d7daa9807303 | 60.0309 | PUBLISHED_PROXY | 175 | aFRRUp_2026-08-02T15:00:00Z | tenderStatistics_2026-08@d7daa9807303 | 7.1275 | PUBLISHED_PROXY | 175 | aFRRDown_2026-08-02T15:00:00Z | tenderStatistics_2026-08@d7daa9807303 | 2.5956 | PUBLISHED_PROXY |  | SOURCE_NULL_NOT_MODELED |  | 228.6523 | PUBLISHED_PROXY | 23.201 | 0 | PUBLISHED_PROXY | 0 | marginalPricesOverview_2026-08@4f1f9f7e4d34 | activatedBalancingEnergyOverview_2026-08@914407f42f6a | PUBLISHED_NATIVE | 0.53031 | 0 | 0.53031 | TRUE | TRUE | TRUE | TRUE | TRUE | TRUE | TRUE | TRUE | OK | OK | EUR | 0 | 0 | 0 | 0.13714 | calibrated_directional_minimum_full_month | 175 | 0 | 24 | 24 | TRUE | 727.5375 | 3.1819 | 42.7649 | 0.13714 | calibrated_directional_minimum_full_month | 175 | 24 | 24 | 24 | 2026-08-02_71 | TRUE | -499.7794 | -13.717 | 46236.6562 | 46236.6458 | 0.0082324 | 171.6 | 171.6 | 600.3087 | 0.3125 | calibrated_PETROM_full_month_P90 | 128 | TRUE | 40 | 40 | 40 | FALSE | 2026-08-02 | 870.8317
2026-08-02 15:45 | 2026-08-02 16:00 | 2026-08-02 18:45 | 2026-08-02 | 0.25 | FORMAL | 2026-08-02 15:00 | 181.46 | 2026-08-02_72 | 15 | DA_2026-08-02@dd15ca7d2c57 | 2026-07-31 | 5.2473 | BNR_FX_2026@9bb4cfc29e8f | 51.968 | FCR_2026-08-02T15:00:00Z | tenderStatistics_2026-08@d7daa9807303 | 60.0309 | PUBLISHED_PROXY | 175 | aFRRUp_2026-08-02T15:00:00Z | tenderStatistics_2026-08@d7daa9807303 | 7.1275 | PUBLISHED_PROXY | 175 | aFRRDown_2026-08-02T15:00:00Z | tenderStatistics_2026-08@d7daa9807303 | 2.5956 | PUBLISHED_PROXY |  | SOURCE_NULL_NOT_MODELED |  | 223.7313 | PUBLISHED_PROXY | 12.279 | 0 | PUBLISHED_PROXY | 0 | marginalPricesOverview_2026-08@4f1f9f7e4d34 | activatedBalancingEnergyOverview_2026-08@914407f42f6a | PUBLISHED_NATIVE | 0.28066 | 0 | 0.28066 | TRUE | TRUE | TRUE | TRUE | TRUE | TRUE | TRUE | TRUE | OK | OK | EUR | 0 | 0 | 0 | 0.13714 | calibrated_directional_minimum_full_month | 175 | 0 | 24 | 24 | TRUE | 376.7583 | 1.684 | 42.7649 | 0.13714 | calibrated_directional_minimum_full_month | 175 | 24 | 24 | 24 | 2026-08-02_72 | TRUE | -340.7371 | -7.511 | 46237 | 46236.6562 | 0.0069451 | 171.6 | 171.5851 | 600.3087 | 0.3125 | calibrated_PETROM_full_month_P90 | 128 | TRUE | 40 | 40 | 40 | FALSE | 2026-08-02 | 679.0948
2026-08-02 16:00 | 2026-08-02 16:15 | 2026-08-02 19:00 | 2026-08-02 | 0.25 | FORMAL | 2026-08-02 16:00 | 186.08 | 2026-08-02_73 | 15 | DA_2026-08-02@dd15ca7d2c57 | 2026-07-31 | 5.2473 | BNR_FX_2026@9bb4cfc29e8f | 91.904 | FCR_2026-08-02T16:00:00Z | tenderStatistics_2026-08@d7daa9807303 | 60.0309 | PUBLISHED_PROXY | 175 | aFRRUp_2026-08-02T16:00:00Z | tenderStatistics_2026-08@d7daa9807303 | 7.1027 | PUBLISHED_PROXY | 175 | aFRRDown_2026-08-02T16:00:00Z | tenderStatistics_2026-08@d7daa9807303 | 2.851 | PUBLISHED_PROXY |  | SOURCE_NULL_NOT_MODELED |  | 217.5986 | PUBLISHED_PROXY | 1.983 | 80.0412 | PUBLISHED_PROXY | 0.118 | marginalPricesOverview_2026-08@4f1f9f7e4d34 | activatedBalancingEnergyOverview_2026-08@914407f42f6a | PUBLISHED_NATIVE | 0.045326 | 0.0026971 | 0.048023 | TRUE | TRUE | TRUE | TRUE | TRUE | TRUE | TRUE | TRUE | OK | OK | EUR | -1.2953 | 0.016183 | 17.1059 | 0.13714 | calibrated_directional_minimum_full_month | 175 | 24 | 24 | 24 | TRUE | 59.1769 | 0.27195 | 42.6162 | 0.13714 | calibrated_directional_minimum_full_month | 175 | 24 | 24 | 24 | 2026-08-02_73 | TRUE | 0 | 0 | 46236.6771 | 46237 | 0.00086247 | 171.5851 | 171.3044 | 600.3087 | 0.3125 | calibrated_PETROM_full_month_P90 | 128 | TRUE | 40 | 40 | 40 | FALSE | 2026-08-02 | 717.9124
2026-08-02 16:15 | 2026-08-02 16:30 | 2026-08-02 19:15 | 2026-08-02 | 0.25 | FORMAL | 2026-08-02 16:00 | 212.63 | 2026-08-02_74 | 15 | DA_2026-08-02@dd15ca7d2c57 | 2026-07-31 | 5.2473 | BNR_FX_2026@9bb4cfc29e8f | 91.904 | FCR_2026-08-02T16:00:00Z | tenderStatistics_2026-08@d7daa9807303 | 60.0309 | PUBLISHED_PROXY | 175 | aFRRUp_2026-08-02T16:00:00Z | tenderStatistics_2026-08@d7daa9807303 | 7.1027 | PUBLISHED_PROXY | 175 | aFRRDown_2026-08-02T16:00:00Z | tenderStatistics_2026-08@d7daa9807303 | 2.851 | PUBLISHED_PROXY |  | SOURCE_NULL_NOT_MODELED |  | 239.5342 | PUBLISHED_PROXY | 4.177 | 80.0412 | PUBLISHED_PROXY | 0.024 | marginalPricesOverview_2026-08@4f1f9f7e4d34 | activatedBalancingEnergyOverview_2026-08@914407f42f6a | PUBLISHED_NATIVE | 0.095474 | 0.00054857 | 0.096023 | TRUE | TRUE | TRUE | TRUE | TRUE | TRUE | TRUE | TRUE | OK | OK | EUR | -0.26345 | 0.0032914 | 17.1059 | 0.13714 | calibrated_directional_minimum_full_month | 175 | 24 | 24 | 24 | TRUE | 137.2162 | 0.57285 | 42.6162 | 0.13714 | calibrated_directional_minimum_full_month | 175 | 24 | 24 | 24 | 2026-08-02_74 | TRUE | 1913.67 | 36 | 46236.6875 | 46236.6771 | 0.028894 | 171.3044 | 160.9027 | 600.3087 | 0.3125 | calibrated_PETROM_full_month_P90 | 128 | TRUE | 40 | 40 | 40 | FALSE | 2026-08-02 | 2710.6536
2026-08-02 16:30 | 2026-08-02 16:45 | 2026-08-02 19:30 | 2026-08-02 | 0.25 | FORMAL | 2026-08-02 16:00 | 197.63 | 2026-08-02_75 | 15 | DA_2026-08-02@dd15ca7d2c57 | 2026-07-31 | 5.2473 | BNR_FX_2026@9bb4cfc29e8f | 91.904 | FCR_2026-08-02T16:00:00Z | tenderStatistics_2026-08@d7daa9807303 | 60.0309 | PUBLISHED_PROXY | 175 | aFRRUp_2026-08-02T16:00:00Z | tenderStatistics_2026-08@d7daa9807303 | 7.1027 | PUBLISHED_PROXY | 175 | aFRRDown_2026-08-02T16:00:00Z | tenderStatistics_2026-08@d7daa9807303 | 2.851 | PUBLISHED_PROXY |  | SOURCE_NULL_NOT_MODELED |  | 242.4834 | PUBLISHED_PROXY | 8.593 | 0 | PUBLISHED_PROXY | 0 | marginalPricesOverview_2026-08@4f1f9f7e4d34 | activatedBalancingEnergyOverview_2026-08@914407f42f6a | PUBLISHED_NATIVE | 0.19641 | 0 | 0.19641 | TRUE | TRUE | TRUE | TRUE | TRUE | TRUE | TRUE | TRUE | OK | OK | EUR | 0 | 0 | 17.1059 | 0.13714 | calibrated_directional_minimum_full_month | 175 | 24 | 24 | 24 | TRUE | 285.759 | 1.1785 | 42.6162 | 0.13714 | calibrated_directional_minimum_full_month | 175 | 24 | 24 | 24 | 2026-08-02_75 | TRUE | 0 | 0 | 46236.6979 | 46236.6875 | 0.0035582 | 160.9027 | 159.6218 | 600.3087 | 0.3125 | calibrated_PETROM_full_month_P90 | 128 | TRUE | 40 | 40 | 40 | FALSE | 2026-08-02 | 945.7899
2026-08-02 16:45 | 2026-08-02 17:00 | 2026-08-02 19:45 | 2026-08-02 | 0.25 | FORMAL | 2026-08-02 16:00 | 215.78 | 2026-08-02_76 | 15 | DA_2026-08-02@dd15ca7d2c57 | 2026-07-31 | 5.2473 | BNR_FX_2026@9bb4cfc29e8f | 91.904 | FCR_2026-08-02T16:00:00Z | tenderStatistics_2026-08@d7daa9807303 | 60.0309 | PUBLISHED_PROXY | 175 | aFRRUp_2026-08-02T16:00:00Z | tenderStatistics_2026-08@d7daa9807303 | 7.1027 | PUBLISHED_PROXY | 175 | aFRRDown_2026-08-02T16:00:00Z | tenderStatistics_2026-08@d7daa9807303 | 2.851 | PUBLISHED_PROXY |  | SOURCE_NULL_NOT_MODELED |  | 228.9749 | PUBLISHED_PROXY | 11.254 | 0 | PUBLISHED_PROXY | 0 | marginalPricesOverview_2026-08@4f1f9f7e4d34 | activatedBalancingEnergyOverview_2026-08@914407f42f6a | PUBLISHED_NATIVE | 0.25723 | 0 | 0.25723 | TRUE | TRUE | TRUE | TRUE | TRUE | TRUE | TRUE | TRUE | OK | OK | EUR | 0 | 0 | 17.1059 | 0.13714 | calibrated_directional_minimum_full_month | 175 | 24 | 24 | 24 | TRUE | 353.4012 | 1.5434 | 42.6162 | 0.13714 | calibrated_directional_minimum_full_month | 175 | 24 | 24 | 24 | 2026-08-02_76 | TRUE | 1942.02 | 36 | 46236.7083 | 46236.6979 | 0.031834 | 159.6218 | 148.1615 | 600.3087 | 0.3125 | calibrated_PETROM_full_month_P90 | 128 | TRUE | 40 | 40 | 40 | FALSE | 2026-08-02 | 2955.452
2026-08-02 17:00 | 2026-08-02 17:15 | 2026-08-02 20:00 | 2026-08-02 | 0.25 | FORMAL | 2026-08-02 17:00 | 212.83 | 2026-08-02_77 | 15 | DA_2026-08-02@dd15ca7d2c57 | 2026-07-31 | 5.2473 | BNR_FX_2026@9bb4cfc29e8f | 91.904 | FCR_2026-08-02T17:00:00Z | tenderStatistics_2026-08@d7daa9807303 | 60.0309 | PUBLISHED_PROXY | 175 | aFRRUp_2026-08-02T17:00:00Z | tenderStatistics_2026-08@d7daa9807303 | 3.9144 | PUBLISHED_PROXY | 175 | aFRRDown_2026-08-02T17:00:00Z | tenderStatistics_2026-08@d7daa9807303 | 2.851 | PUBLISHED_PROXY |  | SOURCE_NULL_NOT_MODELED |  | 218.4613 | PUBLISHED_PROXY | 2.47 | 80.0412 | PUBLISHED_PROXY | 0.027 | marginalPricesOverview_2026-08@4f1f9f7e4d34 | activatedBalancingEnergyOverview_2026-08@914407f42f6a | PUBLISHED_NATIVE | 0.056457 | 0.00061714 | 0.057074 | TRUE | TRUE | TRUE | TRUE | TRUE | TRUE | TRUE | TRUE | OK | OK | EUR | -0.29638 | 0.0037029 | 17.1059 | 0.13714 | calibrated_directional_minimum_full_month | 175 | 24 | 24 | 24 | TRUE | 0 | 0 | 0 | 0.13714 | calibrated_directional_minimum_full_month | 175 | 0 | 24 | 24 | 2026-08-02_77 | TRUE | 3192.45 | 60 | 46236.7188 | 46236.7083 | 0.045279 | 148.1615 | 131.8612 | 600.3087 | 0.3125 | calibrated_PETROM_full_month_P90 | 128 | TRUE | 40 | 40 | 40 | FALSE | 2026-08-02 | 3809.5683
2026-08-02 17:15 | 2026-08-02 17:30 | 2026-08-02 20:15 | 2026-08-02 | 0.25 | FORMAL | 2026-08-02 17:00 | 215.16 | 2026-08-02_78 | 15 | DA_2026-08-02@dd15ca7d2c57 | 2026-07-31 | 5.2473 | BNR_FX_2026@9bb4cfc29e8f | 91.904 | FCR_2026-08-02T17:00:00Z | tenderStatistics_2026-08@d7daa9807303 | 60.0309 | PUBLISHED_PROXY | 175 | aFRRUp_2026-08-02T17:00:00Z | tenderStatistics_2026-08@d7daa9807303 | 3.9144 | PUBLISHED_PROXY | 175 | aFRRDown_2026-08-02T17:00:00Z | tenderStatistics_2026-08@d7daa9807303 | 2.851 | PUBLISHED_PROXY |  | SOURCE_NULL_NOT_MODELED |  | 225.5817 | PUBLISHED_PROXY | 1.153 | 71.9368 | PUBLISHED_PROXY | 3.152 | marginalPricesOverview_2026-08@4f1f9f7e4d34 | activatedBalancingEnergyOverview_2026-08@914407f42f6a | PUBLISHED_NATIVE | 0.026354 | 0.072046 | 0.0984 | TRUE | TRUE | TRUE | TRUE | TRUE | TRUE | TRUE | TRUE | OK | OK | EUR | -31.0964 | 0.43227 | 17.1059 | 0.13714 | calibrated_directional_minimum_full_month | 175 | 24 | 24 | 24 | TRUE | 0 | 0 | 0 | 0.13714 | calibrated_directional_minimum_full_month | 175 | 0 | 24 | 24 | 2026-08-02_78 | TRUE | 3227.4 | 60 | 46236.7292 | 46236.7188 | 0.043985 | 131.8612 | 116.0267 | 600.3087 | 0.3125 | calibrated_PETROM_full_month_P90 | 128 | TRUE | 40 | 40 | 40 | FALSE | 2026-08-02 | 3813.7182
2026-08-02 17:30 | 2026-08-02 17:45 | 2026-08-02 20:30 | 2026-08-02 | 0.25 | FORMAL | 2026-08-02 17:00 | 215.16 | 2026-08-02_79 | 15 | DA_2026-08-02@dd15ca7d2c57 | 2026-07-31 | 5.2473 | BNR_FX_2026@9bb4cfc29e8f | 91.904 | FCR_2026-08-02T17:00:00Z | tenderStatistics_2026-08@d7daa9807303 | 60.0309 | PUBLISHED_PROXY | 175 | aFRRUp_2026-08-02T17:00:00Z | tenderStatistics_2026-08@d7daa9807303 | 3.9144 | PUBLISHED_PROXY | 175 | aFRRDown_2026-08-02T17:00:00Z | tenderStatistics_2026-08@d7daa9807303 | 2.851 | PUBLISHED_PROXY |  | SOURCE_NULL_NOT_MODELED |  | 176.4547 | PUBLISHED_PROXY | 0.494 | 80.0412 | PUBLISHED_PROXY | 0.013 | marginalPricesOverview_2026-08@4f1f9f7e4d34 | activatedBalancingEnergyOverview_2026-08@914407f42f6a | PUBLISHED_NATIVE | 0.011291 | 0.00029714 | 0.011589 | TRUE | TRUE | TRUE | TRUE | TRUE | TRUE | TRUE | TRUE | OK | OK | EUR | -0.1427 | 0.0017829 | 17.1059 | 0.13714 | calibrated_directional_minimum_full_month | 175 | 24 | 24 | 24 | TRUE | 0 | 0 | 0 | 0.13714 | calibrated_directional_minimum_full_month | 175 | 0 | 24 | 24 | 2026-08-02_79 | TRUE | 3227.4 | 60 | 46236.7396 | 46236.7292 | 0.045284 | 116.0267 | 99.7243 | 600.3087 | 0.3125 | calibrated_PETROM_full_month_P90 | 128 | TRUE | 40 | 40 | 40 | FALSE | 2026-08-02 | 3844.672
2026-08-02 17:45 | 2026-08-02 18:00 | 2026-08-02 20:45 | 2026-08-02 | 0.25 | FORMAL | 2026-08-02 17:00 | 219.92 | 2026-08-02_80 | 15 | DA_2026-08-02@dd15ca7d2c57 | 2026-07-31 | 5.2473 | BNR_FX_2026@9bb4cfc29e8f | 91.904 | FCR_2026-08-02T17:00:00Z | tenderStatistics_2026-08@d7daa9807303 | 60.0309 | PUBLISHED_PROXY | 175 | aFRRUp_2026-08-02T17:00:00Z | tenderStatistics_2026-08@d7daa9807303 | 3.9144 | PUBLISHED_PROXY | 175 | aFRRDown_2026-08-02T17:00:00Z | tenderStatistics_2026-08@d7daa9807303 | 2.851 | PUBLISHED_PROXY |  | SOURCE_NULL_NOT_MODELED |  | 222.1335 | PUBLISHED_PROXY | 2.378 | 80.0412 | PUBLISHED_PROXY | 0.031 | marginalPricesOverview_2026-08@4f1f9f7e4d34 | activatedBalancingEnergyOverview_2026-08@914407f42f6a | PUBLISHED_NATIVE | 0.054354 | 0.00070857 | 0.055063 | TRUE | TRUE | TRUE | TRUE | TRUE | TRUE | TRUE | TRUE | OK | OK | EUR | -0.34029 | 0.0042514 | 17.1059 | 0.13714 | calibrated_directional_minimum_full_month | 175 | 24 | 24 | 24 | TRUE | 0 | 0 | 0 | 0.13714 | calibrated_directional_minimum_full_month | 175 | 0 | 24 | 24 | 2026-08-02_80 | TRUE | 3298.8 | 60 | 46236.75 | 46236.7396 | 0.045277 | 99.7243 | 83.4246 | 600.3087 | 0.3125 | calibrated_PETROM_full_month_P90 | 128 | TRUE | 40 | 40 | 40 | FALSE | 2026-08-02 | 3915.8744
2026-08-02 18:00 | 2026-08-02 18:15 | 2026-08-02 21:00 | 2026-08-02 | 0.25 | FORMAL | 2026-08-02 18:00 | 215.16 | 2026-08-02_81 | 15 | DA_2026-08-02@dd15ca7d2c57 | 2026-07-31 | 5.2473 | BNR_FX_2026@9bb4cfc29e8f | 91.904 | FCR_2026-08-02T18:00:00Z | tenderStatistics_2026-08@d7daa9807303 | 60.0309 | PUBLISHED_PROXY | 175 | aFRRUp_2026-08-02T18:00:00Z | tenderStatistics_2026-08@d7daa9807303 | 7.0246 | PUBLISHED_PROXY | 175 | aFRRDown_2026-08-02T18:00:00Z | tenderStatistics_2026-08@d7daa9807303 | 2.851 | PUBLISHED_PROXY |  | SOURCE_NULL_NOT_MODELED |  | 228.689 | PUBLISHED_PROXY | 6.77 | 0 | PUBLISHED_PROXY | 0 | marginalPricesOverview_2026-08@4f1f9f7e4d34 | activatedBalancingEnergyOverview_2026-08@914407f42f6a | PUBLISHED_NATIVE | 0.15474 | 0 | 0.15474 | TRUE | TRUE | TRUE | TRUE | TRUE | TRUE | TRUE | TRUE | OK | OK | EUR | 0 | 0 | 17.1059 | 0.13714 | calibrated_directional_minimum_full_month | 175 | 24 | 24 | 24 | TRUE | 212.328 | 0.92846 | 42.1474 | 0.13714 | calibrated_directional_minimum_full_month | 175 | 24 | 24 | 24 | 2026-08-02_81 | TRUE | 1936.44 | 36 | 46236.7604 | 46236.75 | 0.029977 | 83.4246 | 72.6328 | 600.3087 | 0.3125 | calibrated_PETROM_full_month_P90 | 128 | TRUE | 40 | 40 | 40 | FALSE | 2026-08-02 | 2808.33
2026-08-02 18:15 | 2026-08-02 18:30 | 2026-08-02 21:15 | 2026-08-02 | 0.25 | FORMAL | 2026-08-02 18:00 | 217.54 | 2026-08-02_82 | 15 | DA_2026-08-02@dd15ca7d2c57 | 2026-07-31 | 5.2473 | BNR_FX_2026@9bb4cfc29e8f | 91.904 | FCR_2026-08-02T18:00:00Z | tenderStatistics_2026-08@d7daa9807303 | 60.0309 | PUBLISHED_PROXY | 175 | aFRRUp_2026-08-02T18:00:00Z | tenderStatistics_2026-08@d7daa9807303 | 7.0246 | PUBLISHED_PROXY | 175 | aFRRDown_2026-08-02T18:00:00Z | tenderStatistics_2026-08@d7daa9807303 | 2.851 | PUBLISHED_PROXY |  | SOURCE_NULL_NOT_MODELED |  | 228.689 | PUBLISHED_PROXY | 11.144 | 0 | PUBLISHED_PROXY | 0 | marginalPricesOverview_2026-08@4f1f9f7e4d34 | activatedBalancingEnergyOverview_2026-08@914407f42f6a | PUBLISHED_NATIVE | 0.25472 | 0 | 0.25472 | TRUE | TRUE | TRUE | TRUE | TRUE | TRUE | TRUE | TRUE | OK | OK | EUR | 0 | 0 | 17.1059 | 0.13714 | calibrated_directional_minimum_full_month | 175 | 24 | 24 | 24 | TRUE | 349.51 | 1.5283 | 42.1474 | 0.13714 | calibrated_directional_minimum_full_month | 175 | 24 | 24 | 24 | 2026-08-02_82 | TRUE | 1957.86 | 36 | 46236.7708 | 46236.7604 | 0.031788 | 72.6328 | 61.189 | 600.3087 | 0.3125 | calibrated_PETROM_full_month_P90 | 128 | TRUE | 40 | 40 | 40 | FALSE | 2026-08-02 | 2966.9321
2026-08-02 18:30 | 2026-08-02 18:45 | 2026-08-02 21:30 | 2026-08-02 | 0.25 | FORMAL | 2026-08-02 18:00 | 208.75 | 2026-08-02_83 | 15 | DA_2026-08-02@dd15ca7d2c57 | 2026-07-31 | 5.2473 | BNR_FX_2026@9bb4cfc29e8f | 91.904 | FCR_2026-08-02T18:00:00Z | tenderStatistics_2026-08@d7daa9807303 | 60.0309 | PUBLISHED_PROXY | 175 | aFRRUp_2026-08-02T18:00:00Z | tenderStatistics_2026-08@d7daa9807303 | 7.0246 | PUBLISHED_PROXY | 175 | aFRRDown_2026-08-02T18:00:00Z | tenderStatistics_2026-08@d7daa9807303 | 2.851 | PUBLISHED_PROXY |  | SOURCE_NULL_NOT_MODELED |  | 219.4193 | PUBLISHED_PROXY | 3.458 | 80.0412 | PUBLISHED_PROXY | 0.004 | marginalPricesOverview_2026-08@4f1f9f7e4d34 | activatedBalancingEnergyOverview_2026-08@914407f42f6a | PUBLISHED_NATIVE | 0.07904 | 9.1429e-05 | 0.079131 | TRUE | TRUE | TRUE | TRUE | TRUE | TRUE | TRUE | TRUE | OK | OK | EUR | -0.043908 | 0.00054857 | 17.1059 | 0.13714 | calibrated_directional_minimum_full_month | 175 | 24 | 24 | 24 | TRUE | 104.0574 | 0.47424 | 42.1474 | 0.13714 | calibrated_directional_minimum_full_month | 175 | 24 | 24 | 24 | 2026-08-02_83 | TRUE | 1878.75 | 36 | 46236.7812 | 46236.7708 | 0.028604 | 61.189 | 50.8915 | 600.3087 | 0.3125 | calibrated_PETROM_full_month_P90 | 128 | TRUE | 40 | 40 | 40 | FALSE | 2026-08-02 | 2642.3256
2026-08-02 18:45 | 2026-08-02 19:00 | 2026-08-02 21:45 | 2026-08-02 | 0.25 | FORMAL | 2026-08-02 18:00 | 197.01 | 2026-08-02_84 | 15 | DA_2026-08-02@dd15ca7d2c57 | 2026-07-31 | 5.2473 | BNR_FX_2026@9bb4cfc29e8f | 91.904 | FCR_2026-08-02T18:00:00Z | tenderStatistics_2026-08@d7daa9807303 | 60.0309 | PUBLISHED_PROXY | 175 | aFRRUp_2026-08-02T18:00:00Z | tenderStatistics_2026-08@d7daa9807303 | 7.0246 | PUBLISHED_PROXY | 175 | aFRRDown_2026-08-02T18:00:00Z | tenderStatistics_2026-08@d7daa9807303 | 2.851 | PUBLISHED_PROXY |  | SOURCE_NULL_NOT_MODELED |  | 184.647 | PUBLISHED_PROXY | 0.508 | 72.2554 | PUBLISHED_PROXY | 2.472 | marginalPricesOverview_2026-08@4f1f9f7e4d34 | activatedBalancingEnergyOverview_2026-08@914407f42f6a | PUBLISHED_NATIVE | 0.011611 | 0.056503 | 0.068114 | TRUE | TRUE | TRUE | TRUE | TRUE | TRUE | TRUE | TRUE | OK | OK | EUR | -24.4958 | 0.33902 | 17.1059 | 0.13714 | calibrated_directional_minimum_full_month | 175 | 24 | 24 | 24 | TRUE | 12.8641 | 0.069669 | 42.1474 | 0.13714 | calibrated_directional_minimum_full_month | 175 | 24 | 24 | 24 | 2026-08-02_84 | TRUE | 0 | 0 | 46236.7917 | 46236.7812 | 0.0010767 | 50.8915 | 51.1276 | 600.3087 | 0.3125 | calibrated_PETROM_full_month_P90 | 128 | TRUE | 40 | 40 | 40 | FALSE | 2026-08-02 | 647.9303
2026-08-02 19:00 | 2026-08-02 19:15 | 2026-08-02 22:00 | 2026-08-02 | 0.25 | FORMAL | 2026-08-02 19:00 | 201.42 | 2026-08-02_85 | 15 | DA_2026-08-02@dd15ca7d2c57 | 2026-07-31 | 5.2473 | BNR_FX_2026@9bb4cfc29e8f | 131.968 | FCR_2026-08-02T19:00:00Z | tenderStatistics_2026-08@d7daa9807303 | 66.2245 | PUBLISHED_PROXY | 175 | aFRRUp_2026-08-02T19:00:00Z | tenderStatistics_2026-08@d7daa9807303 | 3.9144 | PUBLISHED_PROXY | 175 | aFRRDown_2026-08-02T19:00:00Z | tenderStatistics_2026-08@d7daa9807303 | 2.5937 | PUBLISHED_PROXY |  | SOURCE_NULL_NOT_MODELED |  | 169.0233 | PUBLISHED_PROXY | 0.214 | 76.4203 | PUBLISHED_PROXY | 1.692 | marginalPricesOverview_2026-08@4f1f9f7e4d34 | activatedBalancingEnergyOverview_2026-08@914407f42f6a | PUBLISHED_NATIVE | 0.0048914 | 0.038674 | 0.043566 | TRUE | TRUE | TRUE | TRUE | TRUE | TRUE | TRUE | TRUE | OK | OK | EUR | -17.733 | 0.23205 | 15.5623 | 0.13714 | calibrated_directional_minimum_full_month | 175 | 24 | 24 | 24 | TRUE | 4.9606 | 0.029349 | 23.4864 | 0.13714 | calibrated_directional_minimum_full_month | 175 | 24 | 24 | 24 | 2026-08-02_85 | TRUE | 0 | 0 | 46236.8021 | 46236.7917 | 0.00068162 | 51.1276 | 51.3092 | 662.2453 | 0.3125 | calibrated_PETROM_full_month_P90 | 128 | TRUE | 40 | 40 | 40 | FALSE | 2026-08-02 | 688.5216
2026-08-02 19:15 | 2026-08-02 19:30 | 2026-08-02 22:15 | 2026-08-02 | 0.25 | FORMAL | 2026-08-02 19:00 | 204.65 | 2026-08-02_86 | 15 | DA_2026-08-02@dd15ca7d2c57 | 2026-07-31 | 5.2473 | BNR_FX_2026@9bb4cfc29e8f | 131.968 | FCR_2026-08-02T19:00:00Z | tenderStatistics_2026-08@d7daa9807303 | 66.2245 | PUBLISHED_PROXY | 175 | aFRRUp_2026-08-02T19:00:00Z | tenderStatistics_2026-08@d7daa9807303 | 3.9144 | PUBLISHED_PROXY | 175 | aFRRDown_2026-08-02T19:00:00Z | tenderStatistics_2026-08@d7daa9807303 | 2.5937 | PUBLISHED_PROXY |  | SOURCE_NULL_NOT_MODELED |  | 152.4594 | PUBLISHED_PROXY | 0.025 | 72.4811 | PUBLISHED_PROXY | 3.31 | marginalPricesOverview_2026-08@4f1f9f7e4d34 | activatedBalancingEnergyOverview_2026-08@914407f42f6a | PUBLISHED_NATIVE | 0.00057143 | 0.075657 | 0.076229 | TRUE | TRUE | TRUE | TRUE | TRUE | TRUE | TRUE | TRUE | OK | OK | EUR | -32.9023 | 0.45394 | 15.5623 | 0.13714 | calibrated_directional_minimum_full_month | 175 | 24 | 24 | 24 | TRUE | 0.52272 | 0.0034286 | 23.4864 | 0.13714 | calibrated_directional_minimum_full_month | 175 | 24 | 24 | 24 | 2026-08-02_86 | TRUE | 0 | 0 | 46236.8125 | 46236.8021 | 0.0011704 | 51.3092 | 51.7231 | 662.2453 | 0.3125 | calibrated_PETROM_full_month_P90 | 128 | TRUE | 40 | 40 | 40 | FALSE | 2026-08-02 | 668.9144
2026-08-02 19:30 | 2026-08-02 19:45 | 2026-08-02 22:30 | 2026-08-02 | 0.25 | FORMAL | 2026-08-02 19:00 | 206.96 | 2026-08-02_87 | 15 | DA_2026-08-02@dd15ca7d2c57 | 2026-07-31 | 5.2473 | BNR_FX_2026@9bb4cfc29e8f | 131.968 | FCR_2026-08-02T19:00:00Z | tenderStatistics_2026-08@d7daa9807303 | 66.2245 | PUBLISHED_PROXY | 175 | aFRRUp_2026-08-02T19:00:00Z | tenderStatistics_2026-08@d7daa9807303 | 3.9144 | PUBLISHED_PROXY | 175 | aFRRDown_2026-08-02T19:00:00Z | tenderStatistics_2026-08@d7daa9807303 | 2.5937 | PUBLISHED_PROXY |  | SOURCE_NULL_NOT_MODELED |  | 189.7803 | PUBLISHED_PROXY | 1.12 | 76.4203 | PUBLISHED_PROXY | 0.612 | marginalPricesOverview_2026-08@4f1f9f7e4d34 | activatedBalancingEnergyOverview_2026-08@914407f42f6a | PUBLISHED_NATIVE | 0.0256 | 0.013989 | 0.039589 | TRUE | TRUE | TRUE | TRUE | TRUE | TRUE | TRUE | TRUE | OK | OK | EUR | -6.4141 | 0.083931 | 15.5623 | 0.13714 | calibrated_directional_minimum_full_month | 175 | 24 | 24 | 24 | TRUE | 29.1502 | 0.1536 | 23.4864 | 0.13714 | calibrated_directional_minimum_full_month | 175 | 24 | 24 | 24 | 2026-08-02_87 | TRUE | 0 | 0 | 46236.8229 | 46236.8125 | 0.00067826 | 51.7231 | 51.6334 | 662.2453 | 0.3125 | calibrated_PETROM_full_month_P90 | 128 | TRUE | 40 | 40 | 40 | FALSE | 2026-08-02 | 724.0302
2026-08-02 19:45 | 2026-08-02 20:00 | 2026-08-02 22:45 | 2026-08-02 | 0.25 | FORMAL | 2026-08-02 19:00 | 208.16 | 2026-08-02_88 | 15 | DA_2026-08-02@dd15ca7d2c57 | 2026-07-31 | 5.2473 | BNR_FX_2026@9bb4cfc29e8f | 131.968 | FCR_2026-08-02T19:00:00Z | tenderStatistics_2026-08@d7daa9807303 | 66.2245 | PUBLISHED_PROXY | 175 | aFRRUp_2026-08-02T19:00:00Z | tenderStatistics_2026-08@d7daa9807303 | 3.9144 | PUBLISHED_PROXY | 175 | aFRRDown_2026-08-02T19:00:00Z | tenderStatistics_2026-08@d7daa9807303 | 2.5937 | PUBLISHED_PROXY |  | SOURCE_NULL_NOT_MODELED |  | 217.5791 | PUBLISHED_PROXY | 8.513 | 76.4203 | PUBLISHED_PROXY | 0.583 | marginalPricesOverview_2026-08@4f1f9f7e4d34 | activatedBalancingEnergyOverview_2026-08@914407f42f6a | PUBLISHED_NATIVE | 0.19458 | 0.013326 | 0.20791 | TRUE | TRUE | TRUE | TRUE | TRUE | TRUE | TRUE | TRUE | OK | OK | EUR | -6.1101 | 0.079954 | 15.5623 | 0.13714 | calibrated_directional_minimum_full_month | 175 | 24 | 24 | 24 | TRUE | 254.023 | 1.1675 | 23.4864 | 0.13714 | calibrated_directional_minimum_full_month | 175 | 24 | 24 | 24 | 2026-08-02_88 | TRUE | 639.7726 | 12.2939 | 46236.8333 | 46236.8229 | 0.012781 | 51.6334 | 47.104 | 662.2453 | 0.3125 | calibrated_PETROM_full_month_P90 | 128 | TRUE | 40 | 40 | 40 | FALSE | 2026-08-02 | 1588.9795
2026-08-02 20:00 | 2026-08-02 20:15 | 2026-08-02 23:00 | 2026-08-02 | 0.25 | FORMAL | 2026-08-02 20:00 | 204.49 | 2026-08-02_89 | 15 | DA_2026-08-02@dd15ca7d2c57 | 2026-07-31 | 5.2473 | BNR_FX_2026@9bb4cfc29e8f | 131.968 | FCR_2026-08-02T20:00:00Z | tenderStatistics_2026-08@d7daa9807303 | 66.2245 | PUBLISHED_PROXY | 175 | aFRRUp_2026-08-02T20:00:00Z | tenderStatistics_2026-08@d7daa9807303 | 7.1275 | PUBLISHED_PROXY | 175 | aFRRDown_2026-08-02T20:00:00Z | tenderStatistics_2026-08@d7daa9807303 | 2.5937 | PUBLISHED_PROXY |  | SOURCE_NULL_NOT_MODELED |  | 223.5089 | PUBLISHED_PROXY | 11.586 | 76.4203 | PUBLISHED_PROXY | 0.127 | marginalPricesOverview_2026-08@4f1f9f7e4d34 | activatedBalancingEnergyOverview_2026-08@914407f42f6a | PUBLISHED_NATIVE | 0.26482 | 0.0029029 | 0.26773 | TRUE | TRUE | TRUE | TRUE | TRUE | TRUE | TRUE | TRUE | OK | OK | EUR | -1.331 | 0.017417 | 15.5623 | 0.13714 | calibrated_directional_minimum_full_month | 175 | 24 | 24 | 24 | TRUE | 355.1415 | 1.5889 | 42.7649 | 0.13714 | calibrated_directional_minimum_full_month | 175 | 24 | 24 | 24 | 2026-08-02_89 | TRUE | 0 | 0 | 46236.8438 | 46236.8333 | 0.004842 | 47.104 | 45.393 | 662.2453 | 0.3125 | calibrated_PETROM_full_month_P90 | 128 | TRUE | 40 | 40 | 40 | FALSE | 2026-08-02 | 1074.383
2026-08-02 20:15 | 2026-08-02 20:30 | 2026-08-02 23:15 | 2026-08-02 | 0.25 | FORMAL | 2026-08-02 20:00 | 211.53 | 2026-08-02_90 | 15 | DA_2026-08-02@dd15ca7d2c57 | 2026-07-31 | 5.2473 | BNR_FX_2026@9bb4cfc29e8f | 131.968 | FCR_2026-08-02T20:00:00Z | tenderStatistics_2026-08@d7daa9807303 | 66.2245 | PUBLISHED_PROXY | 175 | aFRRUp_2026-08-02T20:00:00Z | tenderStatistics_2026-08@d7daa9807303 | 7.1275 | PUBLISHED_PROXY | 175 | aFRRDown_2026-08-02T20:00:00Z | tenderStatistics_2026-08@d7daa9807303 | 2.5937 | PUBLISHED_PROXY |  | SOURCE_NULL_NOT_MODELED |  | 224.4284 | PUBLISHED_PROXY | 14.057 | 0 | PUBLISHED_PROXY | 0 | marginalPricesOverview_2026-08@4f1f9f7e4d34 | activatedBalancingEnergyOverview_2026-08@914407f42f6a | PUBLISHED_NATIVE | 0.3213 | 0 | 0.3213 | TRUE | TRUE | TRUE | TRUE | TRUE | TRUE | TRUE | TRUE | OK | OK | EUR | 0 | 0 | 15.5623 | 0.13714 | calibrated_directional_minimum_full_month | 175 | 24 | 24 | 24 | TRUE | 432.6569 | 1.9278 | 42.7649 | 0.13714 | calibrated_directional_minimum_full_month | 175 | 24 | 24 | 24 | 2026-08-02_90 | TRUE | 1903.77 | 36 | 46236.8542 | 46236.8438 | 0.032995 | 45.393 | 33.5149 | 662.2453 | 0.3125 | calibrated_PETROM_full_month_P90 | 128 | TRUE | 40 | 40 | 40 | FALSE | 2026-08-02 | 3056.9993
2026-08-02 20:30 | 2026-08-02 20:45 | 2026-08-02 23:30 | 2026-08-02 | 0.25 | FORMAL | 2026-08-02 20:00 | 208.43 | 2026-08-02_91 | 15 | DA_2026-08-02@dd15ca7d2c57 | 2026-07-31 | 5.2473 | BNR_FX_2026@9bb4cfc29e8f | 131.968 | FCR_2026-08-02T20:00:00Z | tenderStatistics_2026-08@d7daa9807303 | 66.2245 | PUBLISHED_PROXY | 175 | aFRRUp_2026-08-02T20:00:00Z | tenderStatistics_2026-08@d7daa9807303 | 7.1275 | PUBLISHED_PROXY | 175 | aFRRDown_2026-08-02T20:00:00Z | tenderStatistics_2026-08@d7daa9807303 | 2.5937 | PUBLISHED_PROXY |  | SOURCE_NULL_NOT_MODELED |  | 211.8451 | PUBLISHED_PROXY | 5.736 | 0 | PUBLISHED_PROXY | 0 | marginalPricesOverview_2026-08@4f1f9f7e4d34 | activatedBalancingEnergyOverview_2026-08@914407f42f6a | PUBLISHED_NATIVE | 0.13111 | 0 | 0.13111 | TRUE | TRUE | TRUE | TRUE | TRUE | TRUE | TRUE | TRUE | OK | OK | EUR | 0 | 0 | 15.5623 | 0.13714 | calibrated_directional_minimum_full_month | 175 | 24 | 24 | 24 | TRUE | 166.6483 | 0.78665 | 42.7649 | 0.13714 | calibrated_directional_minimum_full_month | 175 | 24 | 24 | 24 | 2026-08-02_91 | TRUE | 0 | 0 | 46236.8646 | 46236.8542 | 0.0023752 | 33.5149 | 32.6598 | 662.2453 | 0.3125 | calibrated_PETROM_full_month_P90 | 128 | TRUE | 40 | 40 | 40 | FALSE | 2026-08-02 | 887.2208
2026-08-02 20:45 | 2026-08-02 21:00 | 2026-08-02 23:45 | 2026-08-02 | 0.25 | FORMAL | 2026-08-02 20:00 | 183.75 | 2026-08-02_92 | 15 | DA_2026-08-02@dd15ca7d2c57 | 2026-07-31 | 5.2473 | BNR_FX_2026@9bb4cfc29e8f | 131.968 | FCR_2026-08-02T20:00:00Z | tenderStatistics_2026-08@d7daa9807303 | 66.2245 | PUBLISHED_PROXY | 175 | aFRRUp_2026-08-02T20:00:00Z | tenderStatistics_2026-08@d7daa9807303 | 7.1275 | PUBLISHED_PROXY | 175 | aFRRDown_2026-08-02T20:00:00Z | tenderStatistics_2026-08@d7daa9807303 | 2.5937 | PUBLISHED_PROXY |  | SOURCE_NULL_NOT_MODELED |  | 218.7485 | PUBLISHED_PROXY | 6.212 | 76.4203 | PUBLISHED_PROXY | 0.042 | marginalPricesOverview_2026-08@4f1f9f7e4d34 | activatedBalancingEnergyOverview_2026-08@914407f42f6a | PUBLISHED_NATIVE | 0.14199 | 0.00096 | 0.14295 | TRUE | TRUE | TRUE | TRUE | TRUE | TRUE | TRUE | TRUE | OK | OK | EUR | -0.44018 | 0.00576 | 15.5623 | 0.13714 | calibrated_directional_minimum_full_month | 175 | 24 | 24 | 24 | TRUE | 186.3587 | 0.85193 | 42.7649 | 0.13714 | calibrated_directional_minimum_full_month | 175 | 24 | 24 | 24 | 2026-08-02_92 | TRUE | 0 | 0 | 46236.875 | 46236.8646 | 0.002587 | 32.6598 | 31.7391 | 662.2453 | 0.3125 | calibrated_PETROM_full_month_P90 | 128 | TRUE | 40 | 40 | 40 | FALSE | 2026-08-02 | 906.491
2026-08-02 21:00 | 2026-08-02 21:15 | 2026-08-03 | 2026-08-03 | 0.25 | FORMAL | 2026-08-02 21:00 | 228.39 | 2026-08-02_93 | 15 | DA_2026-08-02@dd15ca7d2c57 | 2026-07-31 | 5.2473 | BNR_FX_2026@9bb4cfc29e8f | 131.968 | FCR_2026-08-02T21:00:00Z | tenderStatistics_2026-08@d7daa9807303 | 66.2245 | PUBLISHED_PROXY | 175 | aFRRUp_2026-08-02T21:00:00Z | tenderStatistics_2026-08@d7daa9807303 | 7.0665 | PUBLISHED_PROXY | 175 | aFRRDown_2026-08-02T21:00:00Z | tenderStatistics_2026-08@d7daa9807303 | 2.7062 | PUBLISHED_PROXY |  | SOURCE_NULL_NOT_MODELED |  | 222.7706 | PUBLISHED_PROXY | 9.49 | 0 | PUBLISHED_PROXY | 0 | marginalPricesOverview_2026-08@4f1f9f7e4d34 | activatedBalancingEnergyOverview_2026-08@914407f42f6a | PUBLISHED_NATIVE | 0.21691 | 0 | 0.21691 | TRUE | TRUE | TRUE | TRUE | TRUE | TRUE | TRUE | TRUE | OK | OK | EUR | 0 | 0 | 16.2369 | 0.13714 | calibrated_directional_minimum_full_month | 175 | 24 | 24 | 24 | TRUE | 229.5301 | 1.0303 | 33.5658 | 0.13714 | calibrated_directional_minimum_full_month | 175 | 19 | 24 | 24 | 2026-08-02_93 | TRUE | -31.9481 | -0.55954 | 46236.8854 | 46236.875 | 0.0032993 | 31.7391 | 30.753 | 629.1331 | 0.3125 | calibrated_PETROM_full_month_P90 | 128 | TRUE | 38 | 40 | 40 | FALSE | 2026-08-03 | 876.5178
2026-08-02 21:15 | 2026-08-02 21:30 | 2026-08-03 00:15 | 2026-08-03 | 0.25 | FORMAL | 2026-08-02 21:00 | 192.84 | 2026-08-02_94 | 15 | DA_2026-08-02@dd15ca7d2c57 | 2026-07-31 | 5.2473 | BNR_FX_2026@9bb4cfc29e8f | 131.968 | FCR_2026-08-02T21:00:00Z | tenderStatistics_2026-08@d7daa9807303 | 66.2245 | PUBLISHED_PROXY | 175 | aFRRUp_2026-08-02T21:00:00Z | tenderStatistics_2026-08@d7daa9807303 | 7.0665 | PUBLISHED_PROXY | 175 | aFRRDown_2026-08-02T21:00:00Z | tenderStatistics_2026-08@d7daa9807303 | 2.7062 | PUBLISHED_PROXY |  | SOURCE_NULL_NOT_MODELED |  | 173.7652 | PUBLISHED_PROXY | 0.445 | 76.4203 | PUBLISHED_PROXY | 0.153 | marginalPricesOverview_2026-08@4f1f9f7e4d34 | activatedBalancingEnergyOverview_2026-08@914407f42f6a | PUBLISHED_NATIVE | 0.010171 | 0.0034971 | 0.013669 | TRUE | TRUE | TRUE | TRUE | TRUE | TRUE | TRUE | TRUE | OK | OK | EUR | -1.6035 | 0.020983 | 16.2369 | 0.13714 | calibrated_directional_minimum_full_month | 175 | 24 | 24 | 24 | TRUE | 8.3953 | 0.048314 | 33.5658 | 0.13714 | calibrated_directional_minimum_full_month | 175 | 19 | 24 | 24 | 2026-08-02_94 | TRUE | 0 | 0 | 46236.8958 | 46236.8854 | 0.0001995 | 30.753 | 30.7197 | 629.1331 | 0.3125 | calibrated_PETROM_full_month_P90 | 128 | TRUE | 38 | 40 | 40 | FALSE | 2026-08-03 | 685.7277
2026-08-02 21:30 | 2026-08-02 21:45 | 2026-08-03 00:30 | 2026-08-03 | 0.25 | FORMAL | 2026-08-02 21:00 | 180.88 | 2026-08-02_95 | 15 | DA_2026-08-02@dd15ca7d2c57 | 2026-07-31 | 5.2473 | BNR_FX_2026@9bb4cfc29e8f | 131.968 | FCR_2026-08-02T21:00:00Z | tenderStatistics_2026-08@d7daa9807303 | 66.2245 | PUBLISHED_PROXY | 175 | aFRRUp_2026-08-02T21:00:00Z | tenderStatistics_2026-08@d7daa9807303 | 7.0665 | PUBLISHED_PROXY | 175 | aFRRDown_2026-08-02T21:00:00Z | tenderStatistics_2026-08@d7daa9807303 | 2.7062 | PUBLISHED_PROXY |  | SOURCE_NULL_NOT_MODELED |  | 187.9784 | PUBLISHED_PROXY | 1.561 | 76.4203 | PUBLISHED_PROXY | 0.07 | marginalPricesOverview_2026-08@4f1f9f7e4d34 | activatedBalancingEnergyOverview_2026-08@914407f42f6a | PUBLISHED_NATIVE | 0.03568 | 0.0016 | 0.03728 | TRUE | TRUE | TRUE | TRUE | TRUE | TRUE | TRUE | TRUE | OK | OK | EUR | -0.73363 | 0.0096 | 16.2369 | 0.13714 | calibrated_directional_minimum_full_month | 175 | 24 | 24 | 24 | TRUE | 31.8586 | 0.16948 | 33.5658 | 0.13714 | calibrated_directional_minimum_full_month | 175 | 19 | 24 | 24 | 2026-08-02_95 | TRUE | -802.8936 | -17.7553 | 46236.9062 | 46236.8958 | 0.010997 | 30.7197 | 34.6545 | 629.1331 | 0.3125 | calibrated_PETROM_full_month_P90 | 128 | TRUE | 38 | 40 | 40 | FALSE | 2026-08-03 | -92.8328
2026-08-02 21:45 | 2026-08-02 22:00 | 2026-08-03 00:45 | 2026-08-03 | 0.25 | FORMAL | 2026-08-02 21:00 | 183.55 | 2026-08-02_96 | 15 | DA_2026-08-02@dd15ca7d2c57 | 2026-07-31 | 5.2473 | BNR_FX_2026@9bb4cfc29e8f | 131.968 | FCR_2026-08-02T21:00:00Z | tenderStatistics_2026-08@d7daa9807303 | 66.2245 | PUBLISHED_PROXY | 175 | aFRRUp_2026-08-02T21:00:00Z | tenderStatistics_2026-08@d7daa9807303 | 7.0665 | PUBLISHED_PROXY | 175 | aFRRDown_2026-08-02T21:00:00Z | tenderStatistics_2026-08@d7daa9807303 | 2.7062 | PUBLISHED_PROXY |  | SOURCE_NULL_NOT_MODELED |  | 178.9873 | PUBLISHED_PROXY | 0.599 | 76.4203 | PUBLISHED_PROXY | 0.014 | marginalPricesOverview_2026-08@4f1f9f7e4d34 | activatedBalancingEnergyOverview_2026-08@914407f42f6a | PUBLISHED_NATIVE | 0.013691 | 0.00032 | 0.014011 | TRUE | TRUE | TRUE | TRUE | TRUE | TRUE | TRUE | TRUE | OK | OK | EUR | -0.14673 | 0.00192 | 16.2369 | 0.13714 | calibrated_directional_minimum_full_month | 175 | 24 | 24 | 24 | TRUE | 11.6403 | 0.065034 | 33.5658 | 0.13714 | calibrated_directional_minimum_full_month | 175 | 19 | 24 | 24 | 2026-08-02_96 | TRUE | 0 | 0 | 46236.9167 | 46236.9062 | 0.00020127 | 34.6545 | 34.5856 | 629.1331 | 0.3125 | calibrated_PETROM_full_month_P90 | 128 | TRUE | 38 | 40 | 40 | FALSE | 2026-08-03 | 690.4294
2026-08-02 22:00 | 2026-08-02 22:15 | 2026-08-03 01:00 | 2026-08-03 | 0.25 | FORMAL | 2026-08-02 22:00 | 198.08 | 2026-08-03_1 | 15 | DA_2026-08-03@565fd6053c85 | 2026-07-31 | 5.2473 | BNR_FX_2026@9bb4cfc29e8f | 119.936 | FCR_2026-08-02T22:00:00Z | tenderStatistics_2026-08@d7daa9807303 | 66.2245 | PUBLISHED_PROXY | 175 | aFRRUp_2026-08-02T22:00:00Z | tenderStatistics_2026-08@d7daa9807303 | 7.0665 | PUBLISHED_PROXY | 175 | aFRRDown_2026-08-02T22:00:00Z | tenderStatistics_2026-08@d7daa9807303 | 2.7062 | PUBLISHED_PROXY |  | SOURCE_NULL_NOT_MODELED |  | 236.9327 | PUBLISHED_PROXY | 11.796 | 0 | PUBLISHED_PROXY | 0 | marginalPricesOverview_2026-08@4f1f9f7e4d34 | activatedBalancingEnergyOverview_2026-08@914407f42f6a | PUBLISHED_NATIVE | 0.26962 | 0 | 0.26962 | TRUE | TRUE | TRUE | TRUE | TRUE | TRUE | TRUE | TRUE | OK | OK | EUR | 0 | 0 | 16.2369 | 0.13714 | calibrated_directional_minimum_full_month | 175 | 24 | 24 | 24 | TRUE | 383.2948 | 1.6177 | 42.3989 | 0.13714 | calibrated_directional_minimum_full_month | 175 | 24 | 24 | 24 | 2026-08-03_1 | TRUE | 0 | 0 | 46236.9271 | 46236.9167 | 0.0048845 | 34.5856 | 32.8272 | 662.2453 | 0.3125 | calibrated_PETROM_full_month_P90 | 128 | TRUE | 40 | 40 | 40 | FALSE | 2026-08-03 | 1104.1761
2026-08-02 22:15 | 2026-08-02 22:30 | 2026-08-03 01:15 | 2026-08-03 | 0.25 | FORMAL | 2026-08-02 22:00 | 194.74 | 2026-08-03_2 | 15 | DA_2026-08-03@565fd6053c85 | 2026-07-31 | 5.2473 | BNR_FX_2026@9bb4cfc29e8f | 119.936 | FCR_2026-08-02T22:00:00Z | tenderStatistics_2026-08@d7daa9807303 | 66.2245 | PUBLISHED_PROXY | 175 | aFRRUp_2026-08-02T22:00:00Z | tenderStatistics_2026-08@d7daa9807303 | 7.0665 | PUBLISHED_PROXY | 175 | aFRRDown_2026-08-02T22:00:00Z | tenderStatistics_2026-08@d7daa9807303 | 2.7062 | PUBLISHED_PROXY |  | SOURCE_NULL_NOT_MODELED |  | 186.4769 | PUBLISHED_PROXY | 1.359 | 0 | PUBLISHED_PROXY | 0 | marginalPricesOverview_2026-08@4f1f9f7e4d34 | activatedBalancingEnergyOverview_2026-08@914407f42f6a | PUBLISHED_NATIVE | 0.031063 | 0 | 0.031063 | TRUE | TRUE | TRUE | TRUE | TRUE | TRUE | TRUE | TRUE | OK | OK | EUR | 0 | 0 | 16.2369 | 0.13714 | calibrated_directional_minimum_full_month | 175 | 24 | 24 | 24 | TRUE | 34.755 | 0.18638 | 42.3989 | 0.13714 | calibrated_directional_minimum_full_month | 175 | 24 | 24 | 24 | 2026-08-03_2 | TRUE | 0 | 0 | 46236.9375 | 46236.9271 | 0.00056273 | 32.8272 | 32.6246 | 662.2453 | 0.3125 | calibrated_PETROM_full_month_P90 | 128 | TRUE | 40 | 40 | 40 | FALSE | 2026-08-03 | 755.6362
2026-08-02 22:30 | 2026-08-02 22:45 | 2026-08-03 01:30 | 2026-08-03 | 0.25 | FORMAL | 2026-08-02 22:00 | 187.51 | 2026-08-03_3 | 15 | DA_2026-08-03@565fd6053c85 | 2026-07-31 | 5.2473 | BNR_FX_2026@9bb4cfc29e8f | 119.936 | FCR_2026-08-02T22:00:00Z | tenderStatistics_2026-08@d7daa9807303 | 66.2245 | PUBLISHED_PROXY | 175 | aFRRUp_2026-08-02T22:00:00Z | tenderStatistics_2026-08@d7daa9807303 | 7.0665 | PUBLISHED_PROXY | 175 | aFRRDown_2026-08-02T22:00:00Z | tenderStatistics_2026-08@d7daa9807303 | 2.7062 | PUBLISHED_PROXY |  | SOURCE_NULL_NOT_MODELED |  | 173.7244 | PUBLISHED_PROXY | 0.387 | 76.4203 | PUBLISHED_PROXY | 0.006 | marginalPricesOverview_2026-08@4f1f9f7e4d34 | activatedBalancingEnergyOverview_2026-08@914407f42f6a | PUBLISHED_NATIVE | 0.0088457 | 0.00013714 | 0.0089829 | TRUE | TRUE | TRUE | TRUE | TRUE | TRUE | TRUE | TRUE | OK | OK | EUR | -0.062883 | 0.00082286 | 16.2369 | 0.13714 | calibrated_directional_minimum_full_month | 175 | 24 | 24 | 24 | TRUE | 9.2203 | 0.053074 | 42.3989 | 0.13714 | calibrated_directional_minimum_full_month | 175 | 24 | 24 | 24 | 2026-08-03_3 | TRUE | 0 | 0 | 46236.9479 | 46236.9375 | 0.00016235 | 32.6246 | 32.5677 | 662.2453 | 0.3125 | calibrated_PETROM_full_month_P90 | 128 | TRUE | 40 | 40 | 40 | FALSE | 2026-08-03 | 730.0386
2026-08-02 22:45 | 2026-08-02 23:00 | 2026-08-03 01:45 | 2026-08-03 | 0.25 | FORMAL | 2026-08-02 22:00 | 182.42 | 2026-08-03_4 | 15 | DA_2026-08-03@565fd6053c85 | 2026-07-31 | 5.2473 | BNR_FX_2026@9bb4cfc29e8f | 119.936 | FCR_2026-08-02T22:00:00Z | tenderStatistics_2026-08@d7daa9807303 | 66.2245 | PUBLISHED_PROXY | 175 | aFRRUp_2026-08-02T22:00:00Z | tenderStatistics_2026-08@d7daa9807303 | 7.0665 | PUBLISHED_PROXY | 175 | aFRRDown_2026-08-02T22:00:00Z | tenderStatistics_2026-08@d7daa9807303 | 2.7062 | PUBLISHED_PROXY |  | SOURCE_NULL_NOT_MODELED |  | 206.7137 | PUBLISHED_PROXY | 6.229 | 0 | PUBLISHED_PROXY | 0 | marginalPricesOverview_2026-08@4f1f9f7e4d34 | activatedBalancingEnergyOverview_2026-08@914407f42f6a | PUBLISHED_NATIVE | 0.14238 | 0 | 0.14238 | TRUE | TRUE | TRUE | TRUE | TRUE | TRUE | TRUE | TRUE | OK | OK | EUR | 0 | 0 | 16.2369 | 0.13714 | calibrated_directional_minimum_full_month | 175 | 24 | 24 | 24 | TRUE | 176.5879 | 0.85426 | 42.3989 | 0.13714 | calibrated_directional_minimum_full_month | 175 | 24 | 24 | 24 | 2026-08-03_4 | TRUE | -117.8926 | -2.5851 | 46236.9583 | 46236.9479 | 0.0037179 | 32.5677 | 32.249 | 662.2453 | 0.3125 | calibrated_PETROM_full_month_P90 | 128 | TRUE | 40 | 40 | 40 | FALSE | 2026-08-03 | 779.5765
2026-08-02 23:00 | 2026-08-02 23:15 | 2026-08-03 02:00 | 2026-08-03 | 0.25 | FORMAL | 2026-08-02 23:00 | 179.95 | 2026-08-03_5 | 15 | DA_2026-08-03@565fd6053c85 | 2026-07-31 | 5.2473 | BNR_FX_2026@9bb4cfc29e8f | 119.936 | FCR_2026-08-02T23:00:00Z | tenderStatistics_2026-08@d7daa9807303 | 66.2245 | PUBLISHED_PROXY | 175 | aFRRUp_2026-08-02T23:00:00Z | tenderStatistics_2026-08@d7daa9807303 | 7.0665 | PUBLISHED_PROXY | 175 | aFRRDown_2026-08-02T23:00:00Z | tenderStatistics_2026-08@d7daa9807303 | 2.7062 | PUBLISHED_PROXY |  | SOURCE_NULL_NOT_MODELED |  | 179.62 | PUBLISHED_PROXY | 3.457 | 0 | PUBLISHED_PROXY | 0 | marginalPricesOverview_2026-08@4f1f9f7e4d34 | activatedBalancingEnergyOverview_2026-08@914407f42f6a | PUBLISHED_NATIVE | 0.079017 | 0 | 0.079017 | TRUE | TRUE | TRUE | TRUE | TRUE | TRUE | TRUE | TRUE | OK | OK | EUR | 0 | 0 | 16.2369 | 0.13714 | calibrated_directional_minimum_full_month | 175 | 24 | 24 | 24 | TRUE | 85.1584 | 0.4741 | 42.3989 | 0.13714 | calibrated_directional_minimum_full_month | 175 | 24 | 24 | 24 | 2026-08-03_5 | TRUE | -11.3422 | -0.25212 | 46236.9688 | 46236.9583 | 0.0015648 | 32.249 | 31.7925 | 662.2453 | 0.3125 | calibrated_PETROM_full_month_P90 | 128 | TRUE | 40 | 40 | 40 | FALSE | 2026-08-03 | 794.6974
2026-08-02 23:15 | 2026-08-02 23:30 | 2026-08-03 02:15 | 2026-08-03 | 0.25 | FORMAL | 2026-08-02 23:00 | 171.86 | 2026-08-03_6 | 15 | DA_2026-08-03@565fd6053c85 | 2026-07-31 | 5.2473 | BNR_FX_2026@9bb4cfc29e8f | 119.936 | FCR_2026-08-02T23:00:00Z | tenderStatistics_2026-08@d7daa9807303 | 66.2245 | PUBLISHED_PROXY | 175 | aFRRUp_2026-08-02T23:00:00Z | tenderStatistics_2026-08@d7daa9807303 | 7.0665 | PUBLISHED_PROXY | 175 | aFRRDown_2026-08-02T23:00:00Z | tenderStatistics_2026-08@d7daa9807303 | 2.7062 | PUBLISHED_PROXY |  | SOURCE_NULL_NOT_MODELED |  | 168.0165 | PUBLISHED_PROXY | 0.784 | 76.4203 | PUBLISHED_PROXY | 0.503 | marginalPricesOverview_2026-08@4f1f9f7e4d34 | activatedBalancingEnergyOverview_2026-08@914407f42f6a | PUBLISHED_NATIVE | 0.01792 | 0.011497 | 0.029417 | TRUE | TRUE | TRUE | TRUE | TRUE | TRUE | TRUE | TRUE | OK | OK | EUR | -5.2717 | 0.068983 | 16.2369 | 0.13714 | calibrated_directional_minimum_full_month | 175 | 24 | 24 | 24 | TRUE | 18.0651 | 0.10752 | 42.3989 | 0.13714 | calibrated_directional_minimum_full_month | 175 | 24 | 24 | 24 | 2026-08-03_6 | TRUE | 0 | 0 | 46236.9792 | 46236.9688 | 0.00050093 | 31.7925 | 31.7391 | 662.2453 | 0.3125 | calibrated_PETROM_full_month_P90 | 128 | TRUE | 40 | 40 | 40 | FALSE | 2026-08-03 | 733.6747
2026-08-02 23:30 | 2026-08-02 23:45 | 2026-08-03 02:30 | 2026-08-03 | 0.25 | FORMAL | 2026-08-02 23:00 | 170.97 | 2026-08-03_7 | 15 | DA_2026-08-03@565fd6053c85 | 2026-07-31 | 5.2473 | BNR_FX_2026@9bb4cfc29e8f | 119.936 | FCR_2026-08-02T23:00:00Z | tenderStatistics_2026-08@d7daa9807303 | 66.2245 | PUBLISHED_PROXY | 175 | aFRRUp_2026-08-02T23:00:00Z | tenderStatistics_2026-08@d7daa9807303 | 7.0665 | PUBLISHED_PROXY | 175 | aFRRDown_2026-08-02T23:00:00Z | tenderStatistics_2026-08@d7daa9807303 | 2.7062 | PUBLISHED_PROXY |  | SOURCE_NULL_NOT_MODELED |  | 170.2174 | PUBLISHED_PROXY | 0.176 | 76.4203 | PUBLISHED_PROXY | 0.619 | marginalPricesOverview_2026-08@4f1f9f7e4d34 | activatedBalancingEnergyOverview_2026-08@914407f42f6a | PUBLISHED_NATIVE | 0.0040229 | 0.014149 | 0.018171 | TRUE | TRUE | TRUE | TRUE | TRUE | TRUE | TRUE | TRUE | OK | OK | EUR | -6.4874 | 0.084891 | 16.2369 | 0.13714 | calibrated_directional_minimum_full_month | 175 | 24 | 24 | 24 | TRUE | 4.1086 | 0.024137 | 42.3989 | 0.13714 | calibrated_directional_minimum_full_month | 175 | 24 | 24 | 24 | 2026-08-03_7 | TRUE | -7.9267 | -0.18545 | 46236.9896 | 46236.9792 | 0.00040727 | 31.7391 | 31.8337 | 662.2453 | 0.3125 | calibrated_PETROM_full_month_P90 | 128 | TRUE | 40 | 40 | 40 | FALSE | 2026-08-03 | 710.5756
2026-08-02 23:45 | 2026-08-03 | 2026-08-03 02:45 | 2026-08-03 | 0.25 | FORMAL | 2026-08-02 23:00 | 167.16 | 2026-08-03_8 | 15 | DA_2026-08-03@565fd6053c85 | 2026-07-31 | 5.2473 | BNR_FX_2026@9bb4cfc29e8f | 119.936 | FCR_2026-08-02T23:00:00Z | tenderStatistics_2026-08@d7daa9807303 | 66.2245 | PUBLISHED_PROXY | 175 | aFRRUp_2026-08-02T23:00:00Z | tenderStatistics_2026-08@d7daa9807303 | 7.0665 | PUBLISHED_PROXY | 175 | aFRRDown_2026-08-02T23:00:00Z | tenderStatistics_2026-08@d7daa9807303 | 2.7062 | PUBLISHED_PROXY |  | SOURCE_NULL_NOT_MODELED |  | 182.5078 | PUBLISHED_PROXY | 2.41 | 76.4203 | PUBLISHED_PROXY | 2.002 | marginalPricesOverview_2026-08@4f1f9f7e4d34 | activatedBalancingEnergyOverview_2026-08@914407f42f6a | PUBLISHED_NATIVE | 0.055086 | 0.04576 | 0.10085 | TRUE | TRUE | TRUE | TRUE | TRUE | TRUE | TRUE | TRUE | OK | OK | EUR | -20.9819 | 0.27456 | 16.2369 | 0.13714 | calibrated_directional_minimum_full_month | 175 | 24 | 24 | 24 | TRUE | 60.3214 | 0.33051 | 42.3989 | 0.13714 | calibrated_directional_minimum_full_month | 175 | 24 | 24 | 24 | 2026-08-03_8 | TRUE | -19.8509 | -0.47502 | 46237 | 46236.9896 | 0.0019666 | 31.8337 | 31.8374 | 662.2453 | 0.3125 | calibrated_PETROM_full_month_P90 | 128 | TRUE | 40 | 40 | 40 | FALSE | 2026-08-03 | 740.3698
2026-08-03 | 2026-08-03 00:15 | 2026-08-03 03:00 | 2026-08-03 | 0.25 | FORMAL | 2026-08-03 | 168.99 | 2026-08-03_9 | 15 | DA_2026-08-03@565fd6053c85 | 2026-07-31 | 5.2473 | BNR_FX_2026@9bb4cfc29e8f | 119.936 | FCR_2026-08-03T00:00:00Z | tenderStatistics_2026-08@d7daa9807303 | 66.2245 | PUBLISHED_PROXY | 175 | aFRRUp_2026-08-03T00:00:00Z | tenderStatistics_2026-08@d7daa9807303 | 7.0665 | PUBLISHED_PROXY | 175 | aFRRDown_2026-08-03T00:00:00Z | tenderStatistics_2026-08@d7daa9807303 | 4.2098 | PUBLISHED_PROXY |  | SOURCE_NULL_NOT_MODELED |  | 167.4103 | PUBLISHED_PROXY | 0.659 | 0 | PUBLISHED_PROXY | 0 | marginalPricesOverview_2026-08@4f1f9f7e4d34 | activatedBalancingEnergyOverview_2026-08@914407f42f6a | PUBLISHED_NATIVE | 0.015063 | 0 | 0.015063 | TRUE | TRUE | TRUE | TRUE | TRUE | TRUE | TRUE | TRUE | OK | OK | EUR | 0 | 0 | 25.2587 | 0.13714 | calibrated_directional_minimum_full_month | 175 | 24 | 24 | 24 | TRUE | 15.1301 | 0.090377 | 42.3989 | 0.13714 | calibrated_directional_minimum_full_month | 175 | 24 | 24 | 24 | 2026-08-03_9 | TRUE | 0 | 0 | 46237.0104 | 46237 | 0.00027288 | 31.8374 | 31.7391 | 662.2453 | 0.3125 | calibrated_PETROM_full_month_P90 | 128 | TRUE | 40 | 40 | 40 | FALSE | 2026-08-03 | 745.0331
2026-08-03 00:15 | 2026-08-03 00:30 | 2026-08-03 03:15 | 2026-08-03 | 0.25 | FORMAL | 2026-08-03 | 165.88 | 2026-08-03_10 | 15 | DA_2026-08-03@565fd6053c85 | 2026-07-31 | 5.2473 | BNR_FX_2026@9bb4cfc29e8f | 119.936 | FCR_2026-08-03T00:00:00Z | tenderStatistics_2026-08@d7daa9807303 | 66.2245 | PUBLISHED_PROXY | 175 | aFRRUp_2026-08-03T00:00:00Z | tenderStatistics_2026-08@d7daa9807303 | 7.0665 | PUBLISHED_PROXY | 175 | aFRRDown_2026-08-03T00:00:00Z | tenderStatistics_2026-08@d7daa9807303 | 4.2098 | PUBLISHED_PROXY |  | SOURCE_NULL_NOT_MODELED |  | 152.4594 | PUBLISHED_PROXY | 0.007 | 76.397 | PUBLISHED_PROXY | 4.588 | marginalPricesOverview_2026-08@4f1f9f7e4d34 | activatedBalancingEnergyOverview_2026-08@914407f42f6a | PUBLISHED_NATIVE | 0.00016 | 0.10487 | 0.10503 | TRUE | TRUE | TRUE | TRUE | TRUE | TRUE | TRUE | TRUE | OK | OK | EUR | -48.0699 | 0.62921 | 25.2587 | 0.13714 | calibrated_directional_minimum_full_month | 175 | 24 | 24 | 24 | TRUE | 0.14636 | 0.00096 | 42.3989 | 0.13714 | calibrated_directional_minimum_full_month | 175 | 24 | 24 | 24 | 2026-08-03_10 | TRUE | 0 | 0 | 46237.0208 | 46237.0104 | 0.0016109 | 31.7391 | 32.317 | 662.2453 | 0.3125 | calibrated_PETROM_full_month_P90 | 128 | TRUE | 40 | 40 | 40 | FALSE | 2026-08-03 | 681.9795
2026-08-03 00:30 | 2026-08-03 00:45 | 2026-08-03 03:30 | 2026-08-03 | 0.25 | FORMAL | 2026-08-03 | 160.81 | 2026-08-03_11 | 15 | DA_2026-08-03@565fd6053c85 | 2026-07-31 | 5.2473 | BNR_FX_2026@9bb4cfc29e8f | 119.936 | FCR_2026-08-03T00:00:00Z | tenderStatistics_2026-08@d7daa9807303 | 66.2245 | PUBLISHED_PROXY | 175 | aFRRUp_2026-08-03T00:00:00Z | tenderStatistics_2026-08@d7daa9807303 | 7.0665 | PUBLISHED_PROXY | 175 | aFRRDown_2026-08-03T00:00:00Z | tenderStatistics_2026-08@d7daa9807303 | 4.2098 | PUBLISHED_PROXY |  | SOURCE_NULL_NOT_MODELED |  | 152.4594 | PUBLISHED_PROXY | 0.007 | 76.4203 | PUBLISHED_PROXY | 0.589 | marginalPricesOverview_2026-08@4f1f9f7e4d34 | activatedBalancingEnergyOverview_2026-08@914407f42f6a | PUBLISHED_NATIVE | 0.00016 | 0.013463 | 0.013623 | TRUE | TRUE | TRUE | TRUE | TRUE | TRUE | TRUE | TRUE | OK | OK | EUR | -6.173 | 0.080777 | 25.2587 | 0.13714 | calibrated_directional_minimum_full_month | 175 | 24 | 24 | 24 | TRUE | 0.14636 | 0.00096 | 42.3989 | 0.13714 | calibrated_directional_minimum_full_month | 175 | 24 | 24 | 24 | 2026-08-03_11 | TRUE | 0 | 0 | 46237.0312 | 46237.0208 | 0.00020933 | 32.317 | 32.3902 | 662.2453 | 0.3125 | calibrated_PETROM_full_month_P90 | 128 | TRUE | 40 | 40 | 40 | FALSE | 2026-08-03 | 723.8763
2026-08-03 00:45 | 2026-08-03 01:00 | 2026-08-03 03:45 | 2026-08-03 | 0.25 | FORMAL | 2026-08-03 | 157.62 | 2026-08-03_12 | 15 | DA_2026-08-03@565fd6053c85 | 2026-07-31 | 5.2473 | BNR_FX_2026@9bb4cfc29e8f | 119.936 | FCR_2026-08-03T00:00:00Z | tenderStatistics_2026-08@d7daa9807303 | 66.2245 | PUBLISHED_PROXY | 175 | aFRRUp_2026-08-03T00:00:00Z | tenderStatistics_2026-08@d7daa9807303 | 7.0665 | PUBLISHED_PROXY | 175 | aFRRDown_2026-08-03T00:00:00Z | tenderStatistics_2026-08@d7daa9807303 | 4.2098 | PUBLISHED_PROXY |  | SOURCE_NULL_NOT_MODELED |  | 0 | PUBLISHED_PROXY | 0 | 74.472 | PUBLISHED_PROXY | 4.849 | marginalPricesOverview_2026-08@4f1f9f7e4d34 | activatedBalancingEnergyOverview_2026-08@914407f42f6a | PUBLISHED_NATIVE | 0 | 0.11083 | 0.11083 | TRUE | TRUE | TRUE | TRUE | TRUE | TRUE | TRUE | TRUE | OK | OK | EUR | -49.5243 | 0.66501 | 25.2587 | 0.13714 | calibrated_directional_minimum_full_month | 175 | 24 | 24 | 24 | TRUE | 0 | 0 | 42.3989 | 0.13714 | calibrated_directional_minimum_full_month | 175 | 24 | 24 | 24 | 2026-08-03_12 | TRUE | 0 | 0 | 46237.0417 | 46237.0312 | 0.0016995 | 32.3902 | 33.002 | 662.2453 | 0.3125 | calibrated_PETROM_full_month_P90 | 128 | TRUE | 40 | 40 | 40 | FALSE | 2026-08-03 | 680.3787
2026-08-03 01:00 | 2026-08-03 01:15 | 2026-08-03 04:00 | 2026-08-03 | 0.25 | FORMAL | 2026-08-03 01:00 | 157.53 | 2026-08-03_13 | 15 | DA_2026-08-03@565fd6053c85 | 2026-07-31 | 5.2473 | BNR_FX_2026@9bb4cfc29e8f | 119.936 | FCR_2026-08-03T01:00:00Z | tenderStatistics_2026-08@d7daa9807303 | 66.2245 | PUBLISHED_PROXY | 175 | aFRRUp_2026-08-03T01:00:00Z | tenderStatistics_2026-08@d7daa9807303 | 7.0665 | PUBLISHED_PROXY | 175 | aFRRDown_2026-08-03T01:00:00Z | tenderStatistics_2026-08@d7daa9807303 | 4.6519 | PUBLISHED_PROXY |  | SOURCE_NULL_NOT_MODELED |  | 0 | PUBLISHED_PROXY | 0 | 61.6898 | PUBLISHED_PROXY | 3.831 | marginalPricesOverview_2026-08@4f1f9f7e4d34 | activatedBalancingEnergyOverview_2026-08@914407f42f6a | PUBLISHED_NATIVE | 0 | 0.087566 | 0.087566 | TRUE | TRUE | TRUE | TRUE | TRUE | TRUE | TRUE | TRUE | OK | OK | EUR | -32.4115 | 0.52539 | 27.9115 | 0.13714 | calibrated_directional_minimum_full_month | 175 | 24 | 24 | 24 | TRUE | 0 | 0 | 42.3989 | 0.13714 | calibrated_directional_minimum_full_month | 175 | 24 | 24 | 24 | 2026-08-03_13 | TRUE | 0 | 0 | 46237.0521 | 46237.0417 | 0.0013427 | 33.002 | 33.4854 | 662.2453 | 0.3125 | calibrated_PETROM_full_month_P90 | 128 | TRUE | 40 | 40 | 40 | FALSE | 2026-08-03 | 700.1443
2026-08-03 01:15 | 2026-08-03 01:30 | 2026-08-03 04:15 | 2026-08-03 | 0.25 | FORMAL | 2026-08-03 01:00 | 157.52 | 2026-08-03_14 | 15 | DA_2026-08-03@565fd6053c85 | 2026-07-31 | 5.2473 | BNR_FX_2026@9bb4cfc29e8f | 119.936 | FCR_2026-08-03T01:00:00Z | tenderStatistics_2026-08@d7daa9807303 | 66.2245 | PUBLISHED_PROXY | 175 | aFRRUp_2026-08-03T01:00:00Z | tenderStatistics_2026-08@d7daa9807303 | 7.0665 | PUBLISHED_PROXY | 175 | aFRRDown_2026-08-03T01:00:00Z | tenderStatistics_2026-08@d7daa9807303 | 4.6519 | PUBLISHED_PROXY |  | SOURCE_NULL_NOT_MODELED |  | 0 | PUBLISHED_PROXY | 0 | 68.4842 | PUBLISHED_PROXY | 1.236 | marginalPricesOverview_2026-08@4f1f9f7e4d34 | activatedBalancingEnergyOverview_2026-08@914407f42f6a | PUBLISHED_NATIVE | 0 | 0.028251 | 0.028251 | TRUE | TRUE | TRUE | TRUE | TRUE | TRUE | TRUE | TRUE | OK | OK | EUR | -11.6087 | 0.16951 | 27.9115 | 0.13714 | calibrated_directional_minimum_full_month | 175 | 24 | 24 | 24 | TRUE | 0 | 0 | 42.3989 | 0.13714 | calibrated_directional_minimum_full_month | 175 | 24 | 24 | 24 | 2026-08-03_14 | TRUE | 0 | 0 | 46237.0625 | 46237.0521 | 0.00043319 | 33.4854 | 33.6413 | 662.2453 | 0.3125 | calibrated_PETROM_full_month_P90 | 128 | TRUE | 40 | 40 | 40 | FALSE | 2026-08-03 | 720.9471
2026-08-03 01:30 | 2026-08-03 01:45 | 2026-08-03 04:30 | 2026-08-03 | 0.25 | FORMAL | 2026-08-03 01:00 | 151.34 | 2026-08-03_15 | 15 | DA_2026-08-03@565fd6053c85 | 2026-07-31 | 5.2473 | BNR_FX_2026@9bb4cfc29e8f | 119.936 | FCR_2026-08-03T01:00:00Z | tenderStatistics_2026-08@d7daa9807303 | 66.2245 | PUBLISHED_PROXY | 175 | aFRRUp_2026-08-03T01:00:00Z | tenderStatistics_2026-08@d7daa9807303 | 7.0665 | PUBLISHED_PROXY | 175 | aFRRDown_2026-08-03T01:00:00Z | tenderStatistics_2026-08@d7daa9807303 | 4.6519 | PUBLISHED_PROXY |  | SOURCE_NULL_NOT_MODELED |  | 0 | PUBLISHED_PROXY | 0 | 62.5167 | PUBLISHED_PROXY | 2.655 | marginalPricesOverview_2026-08@4f1f9f7e4d34 | activatedBalancingEnergyOverview_2026-08@914407f42f6a | PUBLISHED_NATIVE | 0 | 0.060686 | 0.060686 | TRUE | TRUE | TRUE | TRUE | TRUE | TRUE | TRUE | TRUE | OK | OK | EUR | -22.7632 | 0.36411 | 27.9115 | 0.13714 | calibrated_directional_minimum_full_month | 175 | 24 | 24 | 24 | TRUE | 0 | 0 | 42.3989 | 0.13714 | calibrated_directional_minimum_full_month | 175 | 24 | 24 | 24 | 2026-08-03_15 | TRUE | -1362.06 | -36 | 46237.0729 | 46237.0625 | 0.023931 | 33.6413 | 42.2563 | 662.2453 | 0.3125 | calibrated_PETROM_full_month_P90 | 128 | TRUE | 40 | 40 | 40 | FALSE | 2026-08-03 | -652.2674
2026-08-03 01:45 | 2026-08-03 02:00 | 2026-08-03 04:45 | 2026-08-03 | 0.25 | FORMAL | 2026-08-03 01:00 | 150.22 | 2026-08-03_16 | 15 | DA_2026-08-03@565fd6053c85 | 2026-07-31 | 5.2473 | BNR_FX_2026@9bb4cfc29e8f | 119.936 | FCR_2026-08-03T01:00:00Z | tenderStatistics_2026-08@d7daa9807303 | 66.2245 | PUBLISHED_PROXY | 175 | aFRRUp_2026-08-03T01:00:00Z | tenderStatistics_2026-08@d7daa9807303 | 7.0665 | PUBLISHED_PROXY | 175 | aFRRDown_2026-08-03T01:00:00Z | tenderStatistics_2026-08@d7daa9807303 | 4.6519 | PUBLISHED_PROXY |  | SOURCE_NULL_NOT_MODELED |  | 152.4594 | PUBLISHED_PROXY | 0.014 | 65.7367 | PUBLISHED_PROXY | 2.617 | marginalPricesOverview_2026-08@4f1f9f7e4d34 | activatedBalancingEnergyOverview_2026-08@914407f42f6a | PUBLISHED_NATIVE | 0.00032 | 0.059817 | 0.060137 | TRUE | TRUE | TRUE | TRUE | TRUE | TRUE | TRUE | TRUE | OK | OK | EUR | -23.5931 | 0.3589 | 27.9115 | 0.13714 | calibrated_directional_minimum_full_month | 175 | 24 | 24 | 24 | TRUE | 0.29272 | 0.00192 | 42.3989 | 0.13714 | calibrated_directional_minimum_full_month | 175 | 24 | 24 | 24 | 2026-08-03_16 | TRUE | -1351.98 | -36 | 46237.0833 | 46237.0729 | 0.023912 | 42.2563 | 50.8648 | 662.2453 | 0.3125 | calibrated_PETROM_full_month_P90 | 128 | TRUE | 40 | 40 | 40 | FALSE | 2026-08-03 | -642.7246
2026-08-03 02:00 | 2026-08-03 02:15 | 2026-08-03 05:00 | 2026-08-03 | 0.25 | FORMAL | 2026-08-03 02:00 | 147.54 | 2026-08-03_17 | 15 | DA_2026-08-03@565fd6053c85 | 2026-07-31 | 5.2473 | BNR_FX_2026@9bb4cfc29e8f | 119.936 | FCR_2026-08-03T02:00:00Z | tenderStatistics_2026-08@d7daa9807303 | 66.2245 | PUBLISHED_PROXY | 175 | aFRRUp_2026-08-03T02:00:00Z | tenderStatistics_2026-08@d7daa9807303 | 7.0665 | PUBLISHED_PROXY | 175 | aFRRDown_2026-08-03T02:00:00Z | tenderStatistics_2026-08@d7daa9807303 | 4.6481 | PUBLISHED_PROXY |  | SOURCE_NULL_NOT_MODELED |  | 0 | PUBLISHED_PROXY | 0 | 59.1788 | PUBLISHED_PROXY | 5.309 | marginalPricesOverview_2026-08@4f1f9f7e4d34 | activatedBalancingEnergyOverview_2026-08@914407f42f6a | PUBLISHED_NATIVE | 0 | 0.12135 | 0.12135 | TRUE | TRUE | TRUE | TRUE | TRUE | TRUE | TRUE | TRUE | OK | OK | EUR | -43.0876 | 0.72809 | 27.8886 | 0.13714 | calibrated_directional_minimum_full_month | 175 | 24 | 24 | 24 | TRUE | 0 | 0 | 42.3989 | 0.13714 | calibrated_directional_minimum_full_month | 175 | 24 | 24 | 24 | 2026-08-03_17 | TRUE | -1327.86 | -36 | 46237.0938 | 46237.0833 | 0.024861 | 50.8648 | 59.8146 | 662.2453 | 0.3125 | calibrated_PETROM_full_month_P90 | 128 | TRUE | 40 | 40 | 40 | FALSE | 2026-08-03 | -638.4147
2026-08-03 02:15 | 2026-08-03 02:30 | 2026-08-03 05:15 | 2026-08-03 | 0.25 | FORMAL | 2026-08-03 02:00 | 164.3 | 2026-08-03_18 | 15 | DA_2026-08-03@565fd6053c85 | 2026-07-31 | 5.2473 | BNR_FX_2026@9bb4cfc29e8f | 119.936 | FCR_2026-08-03T02:00:00Z | tenderStatistics_2026-08@d7daa9807303 | 66.2245 | PUBLISHED_PROXY | 175 | aFRRUp_2026-08-03T02:00:00Z | tenderStatistics_2026-08@d7daa9807303 | 7.0665 | PUBLISHED_PROXY | 175 | aFRRDown_2026-08-03T02:00:00Z | tenderStatistics_2026-08@d7daa9807303 | 4.6481 | PUBLISHED_PROXY |  | SOURCE_NULL_NOT_MODELED |  | 0 | PUBLISHED_PROXY | 0 | 64.1528 | PUBLISHED_PROXY | 2.019 | marginalPricesOverview_2026-08@4f1f9f7e4d34 | activatedBalancingEnergyOverview_2026-08@914407f42f6a | PUBLISHED_NATIVE | 0 | 0.046149 | 0.046149 | TRUE | TRUE | TRUE | TRUE | TRUE | TRUE | TRUE | TRUE | OK | OK | EUR | -17.7634 | 0.27689 | 27.8886 | 0.13714 | calibrated_directional_minimum_full_month | 175 | 24 | 24 | 24 | TRUE | 0 | 0 | 42.3989 | 0.13714 | calibrated_directional_minimum_full_month | 175 | 24 | 24 | 24 | 2026-08-03_18 | TRUE | 0 | 0 | 46237.1042 | 46237.0938 | 0.00070761 | 59.8146 | 60.0693 | 662.2453 | 0.3125 | calibrated_PETROM_full_month_P90 | 128 | TRUE | 40 | 40 | 40 | FALSE | 2026-08-03 | 714.7696
2026-08-03 02:30 | 2026-08-03 02:45 | 2026-08-03 05:30 | 2026-08-03 | 0.25 | FORMAL | 2026-08-03 02:00 | 168.24 | 2026-08-03_19 | 15 | DA_2026-08-03@565fd6053c85 | 2026-07-31 | 5.2473 | BNR_FX_2026@9bb4cfc29e8f | 119.936 | FCR_2026-08-03T02:00:00Z | tenderStatistics_2026-08@d7daa9807303 | 66.2245 | PUBLISHED_PROXY | 175 | aFRRUp_2026-08-03T02:00:00Z | tenderStatistics_2026-08@d7daa9807303 | 7.0665 | PUBLISHED_PROXY | 175 | aFRRDown_2026-08-03T02:00:00Z | tenderStatistics_2026-08@d7daa9807303 | 4.6481 | PUBLISHED_PROXY |  | SOURCE_NULL_NOT_MODELED |  | 152.4594 | PUBLISHED_PROXY | 0.033 | 76.4203 | PUBLISHED_PROXY | 0.297 | marginalPricesOverview_2026-08@4f1f9f7e4d34 | activatedBalancingEnergyOverview_2026-08@914407f42f6a | PUBLISHED_NATIVE | 0.00075429 | 0.0067886 | 0.0075429 | TRUE | TRUE | TRUE | TRUE | TRUE | TRUE | TRUE | TRUE | OK | OK | EUR | -3.1127 | 0.040731 | 27.8886 | 0.13714 | calibrated_directional_minimum_full_month | 175 | 24 | 24 | 24 | TRUE | 0.68999 | 0.0045257 | 42.3989 | 0.13714 | calibrated_directional_minimum_full_month | 175 | 24 | 24 | 24 | 2026-08-03_19 | TRUE | 0 | 0 | 46237.1146 | 46237.1042 | 0.00011776 | 60.0693 | 60.1019 | 662.2453 | 0.3125 | calibrated_PETROM_full_month_P90 | 128 | TRUE | 40 | 40 | 40 | FALSE | 2026-08-03 | 730.1102
2026-08-03 02:45 | 2026-08-03 03:00 | 2026-08-03 05:45 | 2026-08-03 | 0.25 | FORMAL | 2026-08-03 02:00 | 170.88 | 2026-08-03_20 | 15 | DA_2026-08-03@565fd6053c85 | 2026-07-31 | 5.2473 | BNR_FX_2026@9bb4cfc29e8f | 119.936 | FCR_2026-08-03T02:00:00Z | tenderStatistics_2026-08@d7daa9807303 | 66.2245 | PUBLISHED_PROXY | 175 | aFRRUp_2026-08-03T02:00:00Z | tenderStatistics_2026-08@d7daa9807303 | 7.0665 | PUBLISHED_PROXY | 175 | aFRRDown_2026-08-03T02:00:00Z | tenderStatistics_2026-08@d7daa9807303 | 4.6481 | PUBLISHED_PROXY |  | SOURCE_NULL_NOT_MODELED |  | 165.2778 | PUBLISHED_PROXY | 0.168 | 65.1036 | PUBLISHED_PROXY | 1.595 | marginalPricesOverview_2026-08@4f1f9f7e4d34 | activatedBalancingEnergyOverview_2026-08@914407f42f6a | PUBLISHED_NATIVE | 0.00384 | 0.036457 | 0.040297 | TRUE | TRUE | TRUE | TRUE | TRUE | TRUE | TRUE | TRUE | OK | OK | EUR | -14.2409 | 0.21874 | 27.8886 | 0.13714 | calibrated_directional_minimum_full_month | 175 | 24 | 24 | 24 | TRUE | 3.808 | 0.02304 | 42.3989 | 0.13714 | calibrated_directional_minimum_full_month | 175 | 24 | 24 | 24 | 2026-08-03_20 | TRUE | 0 | 0 | 46237.125 | 46237.1146 | 0.00062857 | 60.1019 | 60.2781 | 662.2453 | 0.3125 | calibrated_PETROM_full_month_P90 | 128 | TRUE | 40 | 40 | 40 | FALSE | 2026-08-03 | 722.1
2026-08-03 03:00 | 2026-08-03 03:15 | 2026-08-03 06:00 | 2026-08-03 | 0.25 | FORMAL | 2026-08-03 03:00 | 169.51 | 2026-08-03_21 | 15 | DA_2026-08-03@565fd6053c85 | 2026-07-31 | 5.2473 | BNR_FX_2026@9bb4cfc29e8f | 128 | FCR_2026-08-03T03:00:00Z | tenderStatistics_2026-08@d7daa9807303 | 66.2245 | PUBLISHED_PROXY | 175 | aFRRUp_2026-08-03T03:00:00Z | tenderStatistics_2026-08@d7daa9807303 | 6.9922 | PUBLISHED_PROXY | 175 | aFRRDown_2026-08-03T03:00:00Z | tenderStatistics_2026-08@d7daa9807303 | 2.8376 | PUBLISHED_PROXY |  | SOURCE_NULL_NOT_MODELED |  | 0 | PUBLISHED_PROXY | 0 | 31.8737 | PUBLISHED_PROXY | 11.463 | marginalPricesOverview_2026-08@4f1f9f7e4d34 | activatedBalancingEnergyOverview_2026-08@914407f42f6a | PUBLISHED_NATIVE | 0 | 0.26201 | 0.26201 | TRUE | TRUE | TRUE | TRUE | TRUE | TRUE | TRUE | TRUE | OK | OK | EUR | -50.1077 | 1.5721 | 17.0259 | 0.13714 | calibrated_directional_minimum_full_month | 175 | 24 | 24 | 24 | TRUE | 0 | 0 | 41.953 | 0.13714 | calibrated_directional_minimum_full_month | 175 | 24 | 24 | 24 | 2026-08-03_21 | TRUE | 0 | 0 | 46237.1354 | 46237.125 | 0.0040175 | 60.2781 | 61.7244 | 662.2453 | 0.3125 | calibrated_PETROM_full_month_P90 | 128 | TRUE | 40 | 40 | 40 | FALSE | 2026-08-03 | 671.1166
2026-08-03 03:15 | 2026-08-03 03:30 | 2026-08-03 06:15 | 2026-08-03 | 0.25 | FORMAL | 2026-08-03 03:00 | 173.81 | 2026-08-03_22 | 15 | DA_2026-08-03@565fd6053c85 | 2026-07-31 | 5.2473 | BNR_FX_2026@9bb4cfc29e8f | 128 | FCR_2026-08-03T03:00:00Z | tenderStatistics_2026-08@d7daa9807303 | 66.2245 | PUBLISHED_PROXY | 175 | aFRRUp_2026-08-03T03:00:00Z | tenderStatistics_2026-08@d7daa9807303 | 6.9922 | PUBLISHED_PROXY | 175 | aFRRDown_2026-08-03T03:00:00Z | tenderStatistics_2026-08@d7daa9807303 | 2.8376 | PUBLISHED_PROXY |  | SOURCE_NULL_NOT_MODELED |  | 0 | PUBLISHED_PROXY | 0 | 43.417 | PUBLISHED_PROXY | 16.381 | marginalPricesOverview_2026-08@4f1f9f7e4d34 | activatedBalancingEnergyOverview_2026-08@914407f42f6a | PUBLISHED_NATIVE | 0 | 0.37442 | 0.37442 | TRUE | TRUE | TRUE | TRUE | TRUE | TRUE | TRUE | TRUE | OK | OK | EUR | -97.5379 | 2.2465 | 17.0259 | 0.13714 | calibrated_directional_minimum_full_month | 175 | 24 | 24 | 24 | TRUE | 0 | 0 | 41.953 | 0.13714 | calibrated_directional_minimum_full_month | 175 | 24 | 24 | 24 | 2026-08-03_22 | TRUE | 1042.86 | 24 | 46237.1458 | 46237.1354 | 0.011333 | 61.7244 | 57.6445 | 662.2453 | 0.3125 | calibrated_PETROM_full_month_P90 | 128 | TRUE | 40 | 40 | 40 | FALSE | 2026-08-03 | 1666.5464
2026-08-03 03:30 | 2026-08-03 03:45 | 2026-08-03 06:30 | 2026-08-03 | 0.25 | FORMAL | 2026-08-03 03:00 | 176.3 | 2026-08-03_23 | 15 | DA_2026-08-03@565fd6053c85 | 2026-07-31 | 5.2473 | BNR_FX_2026@9bb4cfc29e8f | 128 | FCR_2026-08-03T03:00:00Z | tenderStatistics_2026-08@d7daa9807303 | 66.2245 | PUBLISHED_PROXY | 175 | aFRRUp_2026-08-03T03:00:00Z | tenderStatistics_2026-08@d7daa9807303 | 6.9922 | PUBLISHED_PROXY | 175 | aFRRDown_2026-08-03T03:00:00Z | tenderStatistics_2026-08@d7daa9807303 | 2.8376 | PUBLISHED_PROXY |  | SOURCE_NULL_NOT_MODELED |  | 0 | PUBLISHED_PROXY | 0 | 56.0633 | PUBLISHED_PROXY | 6.731 | marginalPricesOverview_2026-08@4f1f9f7e4d34 | activatedBalancingEnergyOverview_2026-08@914407f42f6a | PUBLISHED_NATIVE | 0 | 0.15385 | 0.15385 | TRUE | TRUE | TRUE | TRUE | TRUE | TRUE | TRUE | TRUE | OK | OK | EUR | -51.7525 | 0.92311 | 17.0259 | 0.13714 | calibrated_directional_minimum_full_month | 175 | 24 | 24 | 24 | TRUE | 0 | 0 | 41.953 | 0.13714 | calibrated_directional_minimum_full_month | 175 | 24 | 24 | 24 | 2026-08-03_23 | TRUE | 0 | 0 | 46237.1562 | 46237.1458 | 0.0023591 | 57.6445 | 58.4938 | 662.2453 | 0.3125 | calibrated_PETROM_full_month_P90 | 128 | TRUE | 40 | 40 | 40 | FALSE | 2026-08-03 | 669.4717
2026-08-03 03:45 | 2026-08-03 04:00 | 2026-08-03 06:45 | 2026-08-03 | 0.25 | FORMAL | 2026-08-03 03:00 | 181.56 | 2026-08-03_24 | 15 | DA_2026-08-03@565fd6053c85 | 2026-07-31 | 5.2473 | BNR_FX_2026@9bb4cfc29e8f | 128 | FCR_2026-08-03T03:00:00Z | tenderStatistics_2026-08@d7daa9807303 | 66.2245 | PUBLISHED_PROXY | 175 | aFRRUp_2026-08-03T03:00:00Z | tenderStatistics_2026-08@d7daa9807303 | 6.9922 | PUBLISHED_PROXY | 175 | aFRRDown_2026-08-03T03:00:00Z | tenderStatistics_2026-08@d7daa9807303 | 2.8376 | PUBLISHED_PROXY |  | SOURCE_NULL_NOT_MODELED |  | 0 | PUBLISHED_PROXY | 0 | 2.6793 | PUBLISHED_PROXY | 24.224 | marginalPricesOverview_2026-08@4f1f9f7e4d34 | activatedBalancingEnergyOverview_2026-08@914407f42f6a | PUBLISHED_NATIVE | 0 | 0.55369 | 0.55369 | TRUE | TRUE | TRUE | TRUE | TRUE | TRUE | TRUE | TRUE | OK | OK | EUR | -8.901 | 3.3221 | 17.0259 | 0.13714 | calibrated_directional_minimum_full_month | 175 | 24 | 24 | 24 | TRUE | 0 | 0 | 41.953 | 0.13714 | calibrated_directional_minimum_full_month | 175 | 24 | 24 | 24 | 2026-08-03_24 | TRUE | 1089.36 | 24 | 46237.1667 | 46237.1562 | 0.0080853 | 58.4938 | 55.5831 | 662.2453 | 0.3125 | calibrated_PETROM_full_month_P90 | 128 | TRUE | 40 | 40 | 40 | FALSE | 2026-08-03 | 1801.6833
2026-08-03 04:00 | 2026-08-03 04:15 | 2026-08-03 07:00 | 2026-08-03 | 0.25 | FORMAL | 2026-08-03 04:00 | 182.39 | 2026-08-03_25 | 15 | DA_2026-08-03@565fd6053c85 | 2026-07-31 | 5.2473 | BNR_FX_2026@9bb4cfc29e8f | 128 | FCR_2026-08-03T04:00:00Z | tenderStatistics_2026-08@d7daa9807303 | 66.2245 | PUBLISHED_PROXY | 175 | aFRRUp_2026-08-03T04:00:00Z | tenderStatistics_2026-08@d7daa9807303 | 6.5748 | PUBLISHED_PROXY | 175 | aFRRDown_2026-08-03T04:00:00Z | tenderStatistics_2026-08@d7daa9807303 | 2.6071 | PUBLISHED_PROXY |  | SOURCE_NULL_NOT_MODELED |  | 0 | PUBLISHED_PROXY | 0 | -30.91 | PUBLISHED_PROXY | 44.982 | marginalPricesOverview_2026-08@4f1f9f7e4d34 | activatedBalancingEnergyOverview_2026-08@914407f42f6a | PUBLISHED_NATIVE | 0 | 1.0282 | 1.0282 | TRUE | FALSE | TRUE | FALSE | FALSE | TRUE | TRUE | TRUE | ALPHA_OUTSIDE_SIMPLEX | ALPHA_OUTSIDE_SIMPLEX | EUR | 0 | 0 | 0 | 0.13714 | calibrated_directional_minimum_full_month | 175 | 0 | 24 | 0 | FALSE | 0 | 0 | 0 | 0.13714 | calibrated_directional_minimum_full_month | 175 | 0 | 24 | 0 | 2026-08-03_25 | TRUE | 2735.85 | 60 | 46237.1771 | 46237.1667 | 0.04529 | 55.5831 | 39.2788 | 662.2453 | 0.3125 | calibrated_PETROM_full_month_P90 | 128 | TRUE | 40 | 40 | 40 | FALSE | 2026-08-03 | 3398.0953
2026-08-03 04:15 | 2026-08-03 04:30 | 2026-08-03 07:15 | 2026-08-03 | 0.25 | FORMAL | 2026-08-03 04:00 | 182.3 | 2026-08-03_26 | 15 | DA_2026-08-03@565fd6053c85 | 2026-07-31 | 5.2473 | BNR_FX_2026@9bb4cfc29e8f | 128 | FCR_2026-08-03T04:00:00Z | tenderStatistics_2026-08@d7daa9807303 | 66.2245 | PUBLISHED_PROXY | 175 | aFRRUp_2026-08-03T04:00:00Z | tenderStatistics_2026-08@d7daa9807303 | 6.5748 | PUBLISHED_PROXY | 175 | aFRRDown_2026-08-03T04:00:00Z | tenderStatistics_2026-08@d7daa9807303 | 2.6071 | PUBLISHED_PROXY |  | SOURCE_NULL_NOT_MODELED |  | 0 | PUBLISHED_PROXY | 0 | -53.9041 | PUBLISHED_PROXY | 56.985 | marginalPricesOverview_2026-08@4f1f9f7e4d34 | activatedBalancingEnergyOverview_2026-08@914407f42f6a | PUBLISHED_NATIVE | 0 | 1.3025 | 1.3025 | TRUE | FALSE | TRUE | FALSE | FALSE | TRUE | TRUE | TRUE | ALPHA_OUTSIDE_SIMPLEX | ALPHA_OUTSIDE_SIMPLEX | EUR | 0 | 0 | 0 | 0.13714 | calibrated_directional_minimum_full_month | 175 | 0 | 24 | 0 | FALSE | 0 | 0 | 0 | 0.13714 | calibrated_directional_minimum_full_month | 175 | 0 | 24 | 0 | 2026-08-03_26 | TRUE | 1264.5152 | 27.7458 | 46237.1875 | 46237.1771 | 0.020943 | 39.2788 | 31.7391 | 662.2453 | 0.3125 | calibrated_PETROM_full_month_P90 | 128 | TRUE | 40 | 40 | 40 | FALSE | 2026-08-03 | 1926.7605
2026-08-03 04:30 | 2026-08-03 04:45 | 2026-08-03 07:30 | 2026-08-03 | 0.25 | FORMAL | 2026-08-03 04:00 | 177.73 | 2026-08-03_27 | 15 | DA_2026-08-03@565fd6053c85 | 2026-07-31 | 5.2473 | BNR_FX_2026@9bb4cfc29e8f | 128 | FCR_2026-08-03T04:00:00Z | tenderStatistics_2026-08@d7daa9807303 | 66.2245 | PUBLISHED_PROXY | 175 | aFRRUp_2026-08-03T04:00:00Z | tenderStatistics_2026-08@d7daa9807303 | 6.5748 | PUBLISHED_PROXY | 175 | aFRRDown_2026-08-03T04:00:00Z | tenderStatistics_2026-08@d7daa9807303 | 2.6071 | PUBLISHED_PROXY |  | SOURCE_NULL_NOT_MODELED |  | 0 | PUBLISHED_PROXY | 0 | -25.4727 | PUBLISHED_PROXY | 37.88 | marginalPricesOverview_2026-08@4f1f9f7e4d34 | activatedBalancingEnergyOverview_2026-08@914407f42f6a | PUBLISHED_NATIVE | 0 | 0.86583 | 0.86583 | TRUE | TRUE | TRUE | TRUE | FALSE | TRUE | TRUE | TRUE | OK | OTHER_QH_IN_SAME_HOUR_INVALID | EUR | 0 | 0 | 0 | 0.13714 | calibrated_directional_minimum_full_month | 175 | 0 | 24 | 0 | FALSE | 0 | 0 | 0 | 0.13714 | calibrated_directional_minimum_full_month | 175 | 0 | 24 | 0 | 2026-08-03_27 | TRUE | 0 | 0 | 46237.1979 | 46237.1875 | 0 | 31.7391 | 31.7391 | 662.2453 | 0.3125 | calibrated_PETROM_full_month_P90 | 128 | TRUE | 40 | 40 | 40 | FALSE | 2026-08-03 | 662.2453
2026-08-03 04:45 | 2026-08-03 05:00 | 2026-08-03 07:45 | 2026-08-03 | 0.25 | FORMAL | 2026-08-03 04:00 | 170.1 | 2026-08-03_28 | 15 | DA_2026-08-03@565fd6053c85 | 2026-07-31 | 5.2473 | BNR_FX_2026@9bb4cfc29e8f | 128 | FCR_2026-08-03T04:00:00Z | tenderStatistics_2026-08@d7daa9807303 | 66.2245 | PUBLISHED_PROXY | 175 | aFRRUp_2026-08-03T04:00:00Z | tenderStatistics_2026-08@d7daa9807303 | 6.5748 | PUBLISHED_PROXY | 175 | aFRRDown_2026-08-03T04:00:00Z | tenderStatistics_2026-08@d7daa9807303 | 2.6071 | PUBLISHED_PROXY |  | SOURCE_NULL_NOT_MODELED |  | 0 | PUBLISHED_PROXY | 0 | 60.5851 | PUBLISHED_PROXY | 1.818 | marginalPricesOverview_2026-08@4f1f9f7e4d34 | activatedBalancingEnergyOverview_2026-08@914407f42f6a | PUBLISHED_NATIVE | 0 | 0.041554 | 0.041554 | TRUE | TRUE | TRUE | TRUE | FALSE | TRUE | TRUE | TRUE | OK | OTHER_QH_IN_SAME_HOUR_INVALID | EUR | 0 | 0 | 0 | 0.13714 | calibrated_directional_minimum_full_month | 175 | 0 | 24 | 0 | FALSE | 0 | 0 | 0 | 0.13714 | calibrated_directional_minimum_full_month | 175 | 0 | 24 | 0 | 2026-08-03_28 | TRUE | 0 | 0 | 46237.2083 | 46237.1979 | 0 | 31.7391 | 31.7391 | 662.2453 | 0.3125 | calibrated_PETROM_full_month_P90 | 128 | TRUE | 40 | 40 | 40 | FALSE | 2026-08-03 | 662.2453
2026-08-03 05:00 | 2026-08-03 05:15 | 2026-08-03 08:00 | 2026-08-03 | 0.25 | FORMAL | 2026-08-03 05:00 | 174.48 | 2026-08-03_29 | 15 | DA_2026-08-03@565fd6053c85 | 2026-07-31 | 5.2473 | BNR_FX_2026@9bb4cfc29e8f | 128 | FCR_2026-08-03T05:00:00Z | tenderStatistics_2026-08@d7daa9807303 | 66.2245 | PUBLISHED_PROXY | 175 | aFRRUp_2026-08-03T05:00:00Z | tenderStatistics_2026-08@d7daa9807303 | 6.6815 | PUBLISHED_PROXY | 175 | aFRRDown_2026-08-03T05:00:00Z | tenderStatistics_2026-08@d7daa9807303 | 2.628 | PUBLISHED_PROXY |  | SOURCE_NULL_NOT_MODELED |  | 158.5457 | PUBLISHED_PROXY | 0.191 | 62.2497 | PUBLISHED_PROXY | 1.164 | marginalPricesOverview_2026-08@4f1f9f7e4d34 | activatedBalancingEnergyOverview_2026-08@914407f42f6a | PUBLISHED_NATIVE | 0.0043657 | 0.026606 | 0.030971 | TRUE | TRUE | TRUE | TRUE | TRUE | TRUE | TRUE | TRUE | OK | OK | EUR | -9.9372 | 0.15963 | 15.7681 | 0.13714 | calibrated_directional_minimum_full_month | 175 | 24 | 24 | 24 | TRUE | 4.153 | 0.026194 | 40.0892 | 0.13714 | calibrated_directional_minimum_full_month | 175 | 24 | 24 | 24 | 2026-08-03_29 | TRUE | 0 | 0 | 46237.2188 | 46237.2083 | 0.00048704 | 31.7391 | 31.8575 | 662.2453 | 0.3125 | calibrated_PETROM_full_month_P90 | 128 | TRUE | 40 | 40 | 40 | FALSE | 2026-08-03 | 712.3184
2026-08-03 05:15 | 2026-08-03 05:30 | 2026-08-03 08:15 | 2026-08-03 | 0.25 | FORMAL | 2026-08-03 05:00 | 167.23 | 2026-08-03_30 | 15 | DA_2026-08-03@565fd6053c85 | 2026-07-31 | 5.2473 | BNR_FX_2026@9bb4cfc29e8f | 128 | FCR_2026-08-03T05:00:00Z | tenderStatistics_2026-08@d7daa9807303 | 66.2245 | PUBLISHED_PROXY | 175 | aFRRUp_2026-08-03T05:00:00Z | tenderStatistics_2026-08@d7daa9807303 | 6.6815 | PUBLISHED_PROXY | 175 | aFRRDown_2026-08-03T05:00:00Z | tenderStatistics_2026-08@d7daa9807303 | 2.628 | PUBLISHED_PROXY |  | SOURCE_NULL_NOT_MODELED |  | 0 | PUBLISHED_PROXY | 0 | 37.8459 | PUBLISHED_PROXY | 9.959 | marginalPricesOverview_2026-08@4f1f9f7e4d34 | activatedBalancingEnergyOverview_2026-08@914407f42f6a | PUBLISHED_NATIVE | 0 | 0.22763 | 0.22763 | TRUE | TRUE | TRUE | TRUE | TRUE | TRUE | TRUE | TRUE | OK | OK | EUR | -51.6902 | 1.3658 | 15.7681 | 0.13714 | calibrated_directional_minimum_full_month | 175 | 24 | 24 | 24 | TRUE | 0 | 0 | 40.0892 | 0.13714 | calibrated_directional_minimum_full_month | 175 | 24 | 24 | 24 | 2026-08-03_30 | TRUE | 0 | 0 | 46237.2292 | 46237.2188 | 0.0034904 | 31.8575 | 33.1141 | 662.2453 | 0.3125 | calibrated_PETROM_full_month_P90 | 128 | TRUE | 40 | 40 | 40 | FALSE | 2026-08-03 | 666.4124
2026-08-03 05:30 | 2026-08-03 05:45 | 2026-08-03 08:30 | 2026-08-03 | 0.25 | FORMAL | 2026-08-03 05:00 | 161.83 | 2026-08-03_31 | 15 | DA_2026-08-03@565fd6053c85 | 2026-07-31 | 5.2473 | BNR_FX_2026@9bb4cfc29e8f | 128 | FCR_2026-08-03T05:00:00Z | tenderStatistics_2026-08@d7daa9807303 | 66.2245 | PUBLISHED_PROXY | 175 | aFRRUp_2026-08-03T05:00:00Z | tenderStatistics_2026-08@d7daa9807303 | 6.6815 | PUBLISHED_PROXY | 175 | aFRRDown_2026-08-03T05:00:00Z | tenderStatistics_2026-08@d7daa9807303 | 2.628 | PUBLISHED_PROXY |  | SOURCE_NULL_NOT_MODELED |  | 0 | PUBLISHED_PROXY | 0 | 33.2076 | PUBLISHED_PROXY | 20.891 | marginalPricesOverview_2026-08@4f1f9f7e4d34 | activatedBalancingEnergyOverview_2026-08@914407f42f6a | PUBLISHED_NATIVE | 0 | 0.47751 | 0.47751 | TRUE | TRUE | TRUE | TRUE | TRUE | TRUE | TRUE | TRUE | OK | OK | EUR | -95.1414 | 2.8651 | 15.7681 | 0.13714 | calibrated_directional_minimum_full_month | 175 | 24 | 24 | 24 | TRUE | 0 | 0 | 40.0892 | 0.13714 | calibrated_directional_minimum_full_month | 175 | 24 | 24 | 24 | 2026-08-03_31 | TRUE | 0 | 0 | 46237.2396 | 46237.2292 | 0.0073218 | 33.1141 | 35.7499 | 662.2453 | 0.3125 | calibrated_PETROM_full_month_P90 | 128 | TRUE | 40 | 40 | 40 | FALSE | 2026-08-03 | 622.9613
2026-08-03 05:45 | 2026-08-03 06:00 | 2026-08-03 08:45 | 2026-08-03 | 0.25 | FORMAL | 2026-08-03 05:00 | 155.63 | 2026-08-03_32 | 15 | DA_2026-08-03@565fd6053c85 | 2026-07-31 | 5.2473 | BNR_FX_2026@9bb4cfc29e8f | 128 | FCR_2026-08-03T05:00:00Z | tenderStatistics_2026-08@d7daa9807303 | 66.2245 | PUBLISHED_PROXY | 175 | aFRRUp_2026-08-03T05:00:00Z | tenderStatistics_2026-08@d7daa9807303 | 6.6815 | PUBLISHED_PROXY | 175 | aFRRDown_2026-08-03T05:00:00Z | tenderStatistics_2026-08@d7daa9807303 | 2.628 | PUBLISHED_PROXY |  | SOURCE_NULL_NOT_MODELED |  | 0 | PUBLISHED_PROXY | 0 | 57.4595 | PUBLISHED_PROXY | 6.499 | marginalPricesOverview_2026-08@4f1f9f7e4d34 | activatedBalancingEnergyOverview_2026-08@914407f42f6a | PUBLISHED_NATIVE | 0 | 0.14855 | 0.14855 | TRUE | TRUE | TRUE | TRUE | TRUE | TRUE | TRUE | TRUE | OK | OK | EUR | -51.2131 | 0.89129 | 15.7681 | 0.13714 | calibrated_directional_minimum_full_month | 175 | 24 | 24 | 24 | TRUE | 0 | 0 | 40.0892 | 0.13714 | calibrated_directional_minimum_full_month | 175 | 24 | 24 | 24 | 2026-08-03_32 | TRUE | 0 | 0 | 46237.25 | 46237.2396 | 0.0022777 | 35.7499 | 36.5699 | 662.2453 | 0.3125 | calibrated_PETROM_full_month_P90 | 128 | TRUE | 40 | 40 | 40 | FALSE | 2026-08-03 | 666.8895
2026-08-03 06:00 | 2026-08-03 06:15 | 2026-08-03 09:00 | 2026-08-03 | 0.25 | FORMAL | 2026-08-03 06:00 | 167.27 | 2026-08-03_33 | 15 | DA_2026-08-03@565fd6053c85 | 2026-07-31 | 5.2473 | BNR_FX_2026@9bb4cfc29e8f | 91.904 | FCR_2026-08-03T06:00:00Z | tenderStatistics_2026-08@d7daa9807303 | 66.2245 | PUBLISHED_PROXY | 175 | aFRRUp_2026-08-03T06:00:00Z | tenderStatistics_2026-08@d7daa9807303 | 7.1542 | PUBLISHED_PROXY | 175 | aFRRDown_2026-08-03T06:00:00Z | tenderStatistics_2026-08@d7daa9807303 | 2.325 | PUBLISHED_PROXY |  | SOURCE_NULL_NOT_MODELED |  | 180.5995 | PUBLISHED_PROXY | 10.969 | 76.2297 | PUBLISHED_PROXY | 0.002 | marginalPricesOverview_2026-08@4f1f9f7e4d34 | activatedBalancingEnergyOverview_2026-08@914407f42f6a | PUBLISHED_NATIVE | 0.25072 | 4.5714e-05 | 0.25077 | TRUE | TRUE | TRUE | TRUE | TRUE | TRUE | TRUE | TRUE | OK | OK | EUR | -0.020909 | 0.00027429 | 13.95 | 0.13714 | calibrated_directional_minimum_full_month | 175 | 24 | 24 | 24 | TRUE | 271.6795 | 1.5043 | 42.9249 | 0.13714 | calibrated_directional_minimum_full_month | 175 | 24 | 24 | 24 | 2026-08-03_33 | TRUE | 0 | 0 | 46237.2604 | 46237.25 | 0.0045427 | 36.5699 | 34.935 | 662.2453 | 0.3125 | calibrated_PETROM_full_month_P90 | 128 | TRUE | 40 | 40 | 40 | FALSE | 2026-08-03 | 990.7789
2026-08-03 06:15 | 2026-08-03 06:30 | 2026-08-03 09:15 | 2026-08-03 | 0.25 | FORMAL | 2026-08-03 06:00 | 156.95 | 2026-08-03_34 | 15 | DA_2026-08-03@565fd6053c85 | 2026-07-31 | 5.2473 | BNR_FX_2026@9bb4cfc29e8f | 91.904 | FCR_2026-08-03T06:00:00Z | tenderStatistics_2026-08@d7daa9807303 | 66.2245 | PUBLISHED_PROXY | 175 | aFRRUp_2026-08-03T06:00:00Z | tenderStatistics_2026-08@d7daa9807303 | 7.1542 | PUBLISHED_PROXY | 175 | aFRRDown_2026-08-03T06:00:00Z | tenderStatistics_2026-08@d7daa9807303 | 2.325 | PUBLISHED_PROXY |  | SOURCE_NULL_NOT_MODELED |  | 172.2223 | PUBLISHED_PROXY | 13.14 | 0 | PUBLISHED_PROXY | 0 | marginalPricesOverview_2026-08@4f1f9f7e4d34 | activatedBalancingEnergyOverview_2026-08@914407f42f6a | PUBLISHED_NATIVE | 0.30034 | 0 | 0.30034 | TRUE | TRUE | TRUE | TRUE | TRUE | TRUE | TRUE | TRUE | OK | OK | EUR | 0 | 0 | 13.95 | 0.13714 | calibrated_directional_minimum_full_month | 175 | 24 | 24 | 24 | TRUE | 310.3544 | 1.8021 | 42.9249 | 0.13714 | calibrated_directional_minimum_full_month | 175 | 24 | 24 | 24 | 2026-08-03_34 | TRUE | -70.1656 | -1.7882 | 46237.2708 | 46237.2604 | 0.0058349 | 34.935 | 33.41 | 662.2453 | 0.3125 | calibrated_PETROM_full_month_P90 | 128 | TRUE | 40 | 40 | 40 | FALSE | 2026-08-03 | 959.3091
2026-08-03 06:30 | 2026-08-03 06:45 | 2026-08-03 09:30 | 2026-08-03 | 0.25 | FORMAL | 2026-08-03 06:00 | 150.23 | 2026-08-03_35 | 15 | DA_2026-08-03@565fd6053c85 | 2026-07-31 | 5.2473 | BNR_FX_2026@9bb4cfc29e8f | 91.904 | FCR_2026-08-03T06:00:00Z | tenderStatistics_2026-08@d7daa9807303 | 66.2245 | PUBLISHED_PROXY | 175 | aFRRUp_2026-08-03T06:00:00Z | tenderStatistics_2026-08@d7daa9807303 | 7.1542 | PUBLISHED_PROXY | 175 | aFRRDown_2026-08-03T06:00:00Z | tenderStatistics_2026-08@d7daa9807303 | 2.325 | PUBLISHED_PROXY |  | SOURCE_NULL_NOT_MODELED |  | 207.8745 | PUBLISHED_PROXY | 17.022 | 0 | PUBLISHED_PROXY | 0 | marginalPricesOverview_2026-08@4f1f9f7e4d34 | activatedBalancingEnergyOverview_2026-08@914407f42f6a | PUBLISHED_NATIVE | 0.38907 | 0 | 0.38907 | TRUE | TRUE | TRUE | TRUE | TRUE | TRUE | TRUE | TRUE | OK | OK | EUR | 0 | 0 | 13.95 | 0.13714 | calibrated_directional_minimum_full_month | 175 | 24 | 24 | 24 | TRUE | 485.2718 | 2.3344 | 42.9249 | 0.13714 | calibrated_directional_minimum_full_month | 175 | 24 | 24 | 24 | 2026-08-03_35 | TRUE | -307.8435 | -8.1966 | 46237.2812 | 46237.2708 | 0.0078405 | 33.41 | 32.8909 | 662.2453 | 0.3125 | calibrated_PETROM_full_month_P90 | 128 | TRUE | 40 | 40 | 40 | FALSE | 2026-08-03 | 896.5486
2026-08-03 06:45 | 2026-08-03 07:00 | 2026-08-03 09:45 | 2026-08-03 | 0.25 | FORMAL | 2026-08-03 06:00 | 125.55 | 2026-08-03_36 | 15 | DA_2026-08-03@565fd6053c85 | 2026-07-31 | 5.2473 | BNR_FX_2026@9bb4cfc29e8f | 91.904 | FCR_2026-08-03T06:00:00Z | tenderStatistics_2026-08@d7daa9807303 | 66.2245 | PUBLISHED_PROXY | 175 | aFRRUp_2026-08-03T06:00:00Z | tenderStatistics_2026-08@d7daa9807303 | 7.1542 | PUBLISHED_PROXY | 175 | aFRRDown_2026-08-03T06:00:00Z | tenderStatistics_2026-08@d7daa9807303 | 2.325 | PUBLISHED_PROXY |  | SOURCE_NULL_NOT_MODELED |  | 152.5983 | PUBLISHED_PROXY | 2.566 | 40.6337 | PUBLISHED_PROXY | 0.627 | marginalPricesOverview_2026-08@4f1f9f7e4d34 | activatedBalancingEnergyOverview_2026-08@914407f42f6a | PUBLISHED_NATIVE | 0.058651 | 0.014331 | 0.072983 | TRUE | TRUE | TRUE | TRUE | TRUE | TRUE | TRUE | TRUE | OK | OK | EUR | -3.494 | 0.085989 | 13.95 | 0.13714 | calibrated_directional_minimum_full_month | 175 | 24 | 24 | 24 | TRUE | 53.7006 | 0.35191 | 42.9249 | 0.13714 | calibrated_directional_minimum_full_month | 175 | 24 | 24 | 24 | 2026-08-03_36 | TRUE | -1129.95 | -36 | 46237.2917 | 46237.2812 | 0.02232 | 32.8909 | 40.9262 | 662.2453 | 0.3125 | calibrated_PETROM_full_month_P90 | 128 | TRUE | 40 | 40 | 40 | FALSE | 2026-08-03 | -360.6231
2026-08-03 07:00 | 2026-08-03 07:15 | 2026-08-03 10:00 | 2026-08-03 | 0.25 | FORMAL | 2026-08-03 07:00 | 163.11 | 2026-08-03_37 | 15 | DA_2026-08-03@565fd6053c85 | 2026-07-31 | 5.2473 | BNR_FX_2026@9bb4cfc29e8f | 91.904 | FCR_2026-08-03T07:00:00Z | tenderStatistics_2026-08@d7daa9807303 | 66.2245 | PUBLISHED_PROXY | 175 | aFRRUp_2026-08-03T07:00:00Z | tenderStatistics_2026-08@d7daa9807303 | 5.7744 | PUBLISHED_PROXY | 175 | aFRRDown_2026-08-03T07:00:00Z | tenderStatistics_2026-08@d7daa9807303 | 2.9139 | PUBLISHED_PROXY |  | SOURCE_NULL_NOT_MODELED |  | 156.4304 | PUBLISHED_PROXY | 1.359 | -5.9013 | PUBLISHED_PROXY | 5.354 | marginalPricesOverview_2026-08@4f1f9f7e4d34 | activatedBalancingEnergyOverview_2026-08@914407f42f6a | PUBLISHED_NATIVE | 0.031063 | 0.12238 | 0.15344 | TRUE | TRUE | TRUE | TRUE | TRUE | TRUE | TRUE | TRUE | OK | OK | EUR | 4.3331 | 0.73426 | 17.4833 | 0.13714 | calibrated_directional_minimum_full_month | 175 | 24 | 24 | 24 | TRUE | 29.155 | 0.18638 | 34.6464 | 0.13714 | calibrated_directional_minimum_full_month | 175 | 24 | 24 | 24 | 2026-08-03_37 | TRUE | 1467.99 | 36 | 46237.3021 | 46237.2917 | 0.02552 | 40.9262 | 31.7391 | 662.2453 | 0.3125 | calibrated_PETROM_full_month_P90 | 128 | TRUE | 40 | 40 | 40 | FALSE | 2026-08-03 | 2215.8532
2026-08-03 07:15 | 2026-08-03 07:30 | 2026-08-03 10:15 | 2026-08-03 | 0.25 | FORMAL | 2026-08-03 07:00 | 134.68 | 2026-08-03_38 | 15 | DA_2026-08-03@565fd6053c85 | 2026-07-31 | 5.2473 | BNR_FX_2026@9bb4cfc29e8f | 91.904 | FCR_2026-08-03T07:00:00Z | tenderStatistics_2026-08@d7daa9807303 | 66.2245 | PUBLISHED_PROXY | 175 | aFRRUp_2026-08-03T07:00:00Z | tenderStatistics_2026-08@d7daa9807303 | 5.7744 | PUBLISHED_PROXY | 175 | aFRRDown_2026-08-03T07:00:00Z | tenderStatistics_2026-08@d7daa9807303 | 2.9139 | PUBLISHED_PROXY |  | SOURCE_NULL_NOT_MODELED |  | 0 | PUBLISHED_PROXY | 0 | -5.2799 | PUBLISHED_PROXY | 17.962 | marginalPricesOverview_2026-08@4f1f9f7e4d34 | activatedBalancingEnergyOverview_2026-08@914407f42f6a | PUBLISHED_NATIVE | 0 | 0.41056 | 0.41056 | TRUE | TRUE | TRUE | TRUE | TRUE | TRUE | TRUE | TRUE | OK | OK | EUR | 13.0062 | 2.4634 | 17.4833 | 0.13714 | calibrated_directional_minimum_full_month | 175 | 24 | 24 | 24 | TRUE | 0 | 0 | 34.6464 | 0.13714 | calibrated_directional_minimum_full_month | 175 | 24 | 24 | 24 | 2026-08-03_38 | TRUE | 299.7063 | 8.9013 | 46237.3125 | 46237.3021 | 0.0079209 | 31.7391 | 31.7391 | 662.2453 | 0.3125 | calibrated_PETROM_full_month_P90 | 128 | TRUE | 40 | 40 | 40 | FALSE | 2026-08-03 | 1027.0875
2026-08-03 07:30 | 2026-08-03 07:45 | 2026-08-03 10:30 | 2026-08-03 | 0.25 | FORMAL | 2026-08-03 07:00 | 79.64 | 2026-08-03_39 | 15 | DA_2026-08-03@565fd6053c85 | 2026-07-31 | 5.2473 | BNR_FX_2026@9bb4cfc29e8f | 91.904 | FCR_2026-08-03T07:00:00Z | tenderStatistics_2026-08@d7daa9807303 | 66.2245 | PUBLISHED_PROXY | 175 | aFRRUp_2026-08-03T07:00:00Z | tenderStatistics_2026-08@d7daa9807303 | 5.7744 | PUBLISHED_PROXY | 175 | aFRRDown_2026-08-03T07:00:00Z | tenderStatistics_2026-08@d7daa9807303 | 2.9139 | PUBLISHED_PROXY |  | SOURCE_NULL_NOT_MODELED |  | 0 | PUBLISHED_PROXY | 0 | 2.1114 | PUBLISHED_PROXY | 20.643 | marginalPricesOverview_2026-08@4f1f9f7e4d34 | activatedBalancingEnergyOverview_2026-08@914407f42f6a | PUBLISHED_NATIVE | 0 | 0.47184 | 0.47184 | TRUE | TRUE | TRUE | TRUE | TRUE | TRUE | TRUE | TRUE | OK | OK | EUR | -5.9774 | 2.831 | 17.4833 | 0.13714 | calibrated_directional_minimum_full_month | 175 | 24 | 24 | 24 | TRUE | 0 | 0 | 34.6464 | 0.13714 | calibrated_directional_minimum_full_month | 175 | 24 | 24 | 24 | 2026-08-03_39 | TRUE | 0 | 0 | 46237.3229 | 46237.3125 | 0.0072349 | 31.7391 | 34.3437 | 662.2453 | 0.3125 | calibrated_PETROM_full_month_P90 | 128 | TRUE | 40 | 40 | 40 | FALSE | 2026-08-03 | 708.3976
2026-08-03 07:45 | 2026-08-03 08:00 | 2026-08-03 10:45 | 2026-08-03 | 0.25 | FORMAL | 2026-08-03 07:00 | 38.11 | 2026-08-03_40 | 15 | DA_2026-08-03@565fd6053c85 | 2026-07-31 | 5.2473 | BNR_FX_2026@9bb4cfc29e8f | 91.904 | FCR_2026-08-03T07:00:00Z | tenderStatistics_2026-08@d7daa9807303 | 66.2245 | PUBLISHED_PROXY | 175 | aFRRUp_2026-08-03T07:00:00Z | tenderStatistics_2026-08@d7daa9807303 | 5.7744 | PUBLISHED_PROXY | 175 | aFRRDown_2026-08-03T07:00:00Z | tenderStatistics_2026-08@d7daa9807303 | 2.9139 | PUBLISHED_PROXY |  | SOURCE_NULL_NOT_MODELED |  | 0 | PUBLISHED_PROXY | 0 | -26.5603 | PUBLISHED_PROXY | 32.323 | marginalPricesOverview_2026-08@4f1f9f7e4d34 | activatedBalancingEnergyOverview_2026-08@914407f42f6a | PUBLISHED_NATIVE | 0 | 0.73881 | 0.73881 | TRUE | TRUE | TRUE | TRUE | TRUE | TRUE | TRUE | TRUE | OK | OK | EUR | 117.7384 | 4.4329 | 17.4833 | 0.13714 | calibrated_directional_minimum_full_month | 175 | 24 | 24 | 24 | TRUE | 0 | 0 | 34.6464 | 0.13714 | calibrated_directional_minimum_full_month | 175 | 24 | 24 | 24 | 2026-08-03_40 | TRUE | -342.99 | -36 | 46237.3333 | 46237.3229 | 0.034328 | 34.3437 | 46.7019 | 662.2453 | 0.3125 | calibrated_PETROM_full_month_P90 | 128 | TRUE | 40 | 40 | 40 | FALSE | 2026-08-03 | 489.1234
2026-08-03 08:00 | 2026-08-03 08:15 | 2026-08-03 11:00 | 2026-08-03 | 0.25 | FORMAL | 2026-08-03 08:00 | 66.99 | 2026-08-03_41 | 15 | DA_2026-08-03@565fd6053c85 | 2026-07-31 | 5.2473 | BNR_FX_2026@9bb4cfc29e8f | 91.904 | FCR_2026-08-03T08:00:00Z | tenderStatistics_2026-08@d7daa9807303 | 66.2245 | PUBLISHED_PROXY | 175 | aFRRUp_2026-08-03T08:00:00Z | tenderStatistics_2026-08@d7daa9807303 | 5.1779 | PUBLISHED_PROXY | 175 | aFRRDown_2026-08-03T08:00:00Z | tenderStatistics_2026-08@d7daa9807303 | 3.0073 | PUBLISHED_PROXY |  | SOURCE_NULL_NOT_MODELED |  | 0 | PUBLISHED_PROXY | 0 | -198.5223 | PUBLISHED_PROXY | 30.512 | marginalPricesOverview_2026-08@4f1f9f7e4d34 | activatedBalancingEnergyOverview_2026-08@914407f42f6a | PUBLISHED_NATIVE | 0 | 0.69742 | 0.69742 | TRUE | TRUE | TRUE | TRUE | TRUE | TRUE | TRUE | TRUE | OK | OK | EUR | 830.7171 | 4.1845 | 18.0436 | 0.13714 | calibrated_directional_minimum_full_month | 175 | 24 | 24 | 24 | TRUE | 0 | 0 | 31.0674 | 0.13714 | calibrated_directional_minimum_full_month | 175 | 24 | 24 | 24 | 2026-08-03_41 | TRUE | -602.91 | -36 | 46237.3438 | 46237.3333 | 0.033694 | 46.7019 | 58.8317 | 662.2453 | 0.3125 | calibrated_PETROM_full_month_P90 | 128 | TRUE | 40 | 40 | 40 | FALSE | 2026-08-03 | 939.1634
2026-08-03 08:15 | 2026-08-03 08:30 | 2026-08-03 11:15 | 2026-08-03 | 0.25 | FORMAL | 2026-08-03 08:00 | 79.99 | 2026-08-03_42 | 15 | DA_2026-08-03@565fd6053c85 | 2026-07-31 | 5.2473 | BNR_FX_2026@9bb4cfc29e8f | 91.904 | FCR_2026-08-03T08:00:00Z | tenderStatistics_2026-08@d7daa9807303 | 66.2245 | PUBLISHED_PROXY | 175 | aFRRUp_2026-08-03T08:00:00Z | tenderStatistics_2026-08@d7daa9807303 | 5.1779 | PUBLISHED_PROXY | 175 | aFRRDown_2026-08-03T08:00:00Z | tenderStatistics_2026-08@d7daa9807303 | 3.0073 | PUBLISHED_PROXY |  | SOURCE_NULL_NOT_MODELED |  | 0 | PUBLISHED_PROXY | 0 | 40.4223 | PUBLISHED_PROXY | 10.982 | marginalPricesOverview_2026-08@4f1f9f7e4d34 | activatedBalancingEnergyOverview_2026-08@914407f42f6a | PUBLISHED_NATIVE | 0 | 0.25102 | 0.25102 | TRUE | TRUE | TRUE | TRUE | TRUE | TRUE | TRUE | TRUE | OK | OK | EUR | -60.8802 | 1.5061 | 18.0436 | 0.13714 | calibrated_directional_minimum_full_month | 175 | 24 | 24 | 24 | TRUE | 0 | 0 | 31.0674 | 0.13714 | calibrated_directional_minimum_full_month | 175 | 24 | 24 | 24 | 2026-08-03_42 | TRUE | 0 | 0 | 46237.3542 | 46237.3438 | 0.0038489 | 58.8317 | 60.2173 | 662.2453 | 0.3125 | calibrated_PETROM_full_month_P90 | 128 | TRUE | 40 | 40 | 40 | FALSE | 2026-08-03 | 650.4762
2026-08-03 08:30 | 2026-08-03 08:45 | 2026-08-03 11:30 | 2026-08-03 | 0.25 | FORMAL | 2026-08-03 08:00 | 79.63 | 2026-08-03_43 | 15 | DA_2026-08-03@565fd6053c85 | 2026-07-31 | 5.2473 | BNR_FX_2026@9bb4cfc29e8f | 91.904 | FCR_2026-08-03T08:00:00Z | tenderStatistics_2026-08@d7daa9807303 | 66.2245 | PUBLISHED_PROXY | 175 | aFRRUp_2026-08-03T08:00:00Z | tenderStatistics_2026-08@d7daa9807303 | 5.1779 | PUBLISHED_PROXY | 175 | aFRRDown_2026-08-03T08:00:00Z | tenderStatistics_2026-08@d7daa9807303 | 3.0073 | PUBLISHED_PROXY |  | SOURCE_NULL_NOT_MODELED |  | 0 | PUBLISHED_PROXY | 0 | 31.5151 | PUBLISHED_PROXY | 8.646 | marginalPricesOverview_2026-08@4f1f9f7e4d34 | activatedBalancingEnergyOverview_2026-08@914407f42f6a | PUBLISHED_NATIVE | 0 | 0.19762 | 0.19762 | TRUE | TRUE | TRUE | TRUE | TRUE | TRUE | TRUE | TRUE | OK | OK | EUR | -37.3686 | 1.1857 | 18.0436 | 0.13714 | calibrated_directional_minimum_full_month | 175 | 24 | 24 | 24 | TRUE | 0 | 0 | 31.0674 | 0.13714 | calibrated_directional_minimum_full_month | 175 | 24 | 24 | 24 | 2026-08-03_43 | TRUE | 0 | 0 | 46237.3646 | 46237.3542 | 0.0030302 | 60.2173 | 61.3082 | 662.2453 | 0.3125 | calibrated_PETROM_full_month_P90 | 128 | TRUE | 40 | 40 | 40 | FALSE | 2026-08-03 | 673.9877
2026-08-03 08:45 | 2026-08-03 09:00 | 2026-08-03 11:45 | 2026-08-03 | 0.25 | FORMAL | 2026-08-03 08:00 | 69.76 | 2026-08-03_44 | 15 | DA_2026-08-03@565fd6053c85 | 2026-07-31 | 5.2473 | BNR_FX_2026@9bb4cfc29e8f | 91.904 | FCR_2026-08-03T08:00:00Z | tenderStatistics_2026-08@d7daa9807303 | 66.2245 | PUBLISHED_PROXY | 175 | aFRRUp_2026-08-03T08:00:00Z | tenderStatistics_2026-08@d7daa9807303 | 5.1779 | PUBLISHED_PROXY | 175 | aFRRDown_2026-08-03T08:00:00Z | tenderStatistics_2026-08@d7daa9807303 | 3.0073 | PUBLISHED_PROXY |  | SOURCE_NULL_NOT_MODELED |  | 0 | PUBLISHED_PROXY | 0 | -10.2344 | PUBLISHED_PROXY | 13.575 | marginalPricesOverview_2026-08@4f1f9f7e4d34 | activatedBalancingEnergyOverview_2026-08@914407f42f6a | PUBLISHED_NATIVE | 0 | 0.31029 | 0.31029 | TRUE | TRUE | TRUE | TRUE | TRUE | TRUE | TRUE | TRUE | OK | OK | EUR | 19.0535 | 1.8617 | 18.0436 | 0.13714 | calibrated_directional_minimum_full_month | 175 | 24 | 24 | 24 | TRUE | 0 | 0 | 31.0674 | 0.13714 | calibrated_directional_minimum_full_month | 175 | 24 | 24 | 24 | 2026-08-03_44 | TRUE | -627.84 | -36 | 46237.375 | 46237.3646 | 0.027758 | 61.3082 | 71.3009 | 662.2453 | 0.3125 | calibrated_PETROM_full_month_P90 | 128 | TRUE | 40 | 40 | 40 | FALSE | 2026-08-03 | 102.5699
2026-08-03 09:00 | 2026-08-03 09:15 | 2026-08-03 12:00 | 2026-08-03 | 0.25 | FORMAL | 2026-08-03 09:00 | 91.42 | 2026-08-03_45 | 15 | DA_2026-08-03@565fd6053c85 | 2026-07-31 | 5.2473 | BNR_FX_2026@9bb4cfc29e8f | 91.904 | FCR_2026-08-03T09:00:00Z | tenderStatistics_2026-08@d7daa9807303 | 66.2245 | PUBLISHED_PROXY | 175 | aFRRUp_2026-08-03T09:00:00Z | tenderStatistics_2026-08@d7daa9807303 | 5.2275 | PUBLISHED_PROXY | 175 | aFRRDown_2026-08-03T09:00:00Z | tenderStatistics_2026-08@d7daa9807303 | 6.874 | PUBLISHED_PROXY |  | SOURCE_NULL_NOT_MODELED |  | 0 | PUBLISHED_PROXY | 0 | 13.6137 | PUBLISHED_PROXY | 18.63 | marginalPricesOverview_2026-08@4f1f9f7e4d34 | activatedBalancingEnergyOverview_2026-08@914407f42f6a | PUBLISHED_NATIVE | 0 | 0.42583 | 0.42583 | TRUE | TRUE | TRUE | TRUE | TRUE | TRUE | TRUE | TRUE | OK | OK | EUR | -34.7825 | 2.555 | 41.2441 | 0.13714 | calibrated_directional_minimum_full_month | 175 | 24 | 24 | 24 | TRUE | 0 | 0 | 31.3647 | 0.13714 | calibrated_directional_minimum_full_month | 175 | 24 | 24 | 24 | 2026-08-03_45 | TRUE | 822.78 | 36 | 46237.3854 | 46237.375 | 0.01946 | 71.3009 | 64.2955 | 662.2453 | 0.3125 | calibrated_PETROM_full_month_P90 | 128 | TRUE | 40 | 40 | 40 | FALSE | 2026-08-03 | 1522.8516
2026-08-03 09:15 | 2026-08-03 09:30 | 2026-08-03 12:15 | 2026-08-03 | 0.25 | FORMAL | 2026-08-03 09:00 | 77.86 | 2026-08-03_46 | 15 | DA_2026-08-03@565fd6053c85 | 2026-07-31 | 5.2473 | BNR_FX_2026@9bb4cfc29e8f | 91.904 | FCR_2026-08-03T09:00:00Z | tenderStatistics_2026-08@d7daa9807303 | 66.2245 | PUBLISHED_PROXY | 175 | aFRRUp_2026-08-03T09:00:00Z | tenderStatistics_2026-08@d7daa9807303 | 5.2275 | PUBLISHED_PROXY | 175 | aFRRDown_2026-08-03T09:00:00Z | tenderStatistics_2026-08@d7daa9807303 | 6.874 | PUBLISHED_PROXY |  | SOURCE_NULL_NOT_MODELED |  | 0 | PUBLISHED_PROXY | 0 | 23.0743 | PUBLISHED_PROXY | 14.162 | marginalPricesOverview_2026-08@4f1f9f7e4d34 | activatedBalancingEnergyOverview_2026-08@914407f42f6a | PUBLISHED_NATIVE | 0 | 0.3237 | 0.3237 | TRUE | TRUE | TRUE | TRUE | TRUE | TRUE | TRUE | TRUE | OK | OK | EUR | -44.8154 | 1.9422 | 41.2441 | 0.13714 | calibrated_directional_minimum_full_month | 175 | 24 | 24 | 24 | TRUE | 0 | 0 | 31.3647 | 0.13714 | calibrated_directional_minimum_full_month | 175 | 24 | 24 | 24 | 2026-08-03_46 | TRUE | 0 | 0 | 46237.3958 | 46237.3854 | 0.0049634 | 64.2955 | 66.0823 | 662.2453 | 0.3125 | calibrated_PETROM_full_month_P90 | 128 | TRUE | 40 | 40 | 40 | FALSE | 2026-08-03 | 690.0387
2026-08-03 09:30 | 2026-08-03 09:45 | 2026-08-03 12:30 | 2026-08-03 | 0.25 | FORMAL | 2026-08-03 09:00 | 67.92 | 2026-08-03_47 | 15 | DA_2026-08-03@565fd6053c85 | 2026-07-31 | 5.2473 | BNR_FX_2026@9bb4cfc29e8f | 91.904 | FCR_2026-08-03T09:00:00Z | tenderStatistics_2026-08@d7daa9807303 | 66.2245 | PUBLISHED_PROXY | 175 | aFRRUp_2026-08-03T09:00:00Z | tenderStatistics_2026-08@d7daa9807303 | 5.2275 | PUBLISHED_PROXY | 175 | aFRRDown_2026-08-03T09:00:00Z | tenderStatistics_2026-08@d7daa9807303 | 6.874 | PUBLISHED_PROXY |  | SOURCE_NULL_NOT_MODELED |  | 0 | PUBLISHED_PROXY | 0 | 28.5899 | PUBLISHED_PROXY | 17.127 | marginalPricesOverview_2026-08@4f1f9f7e4d34 | activatedBalancingEnergyOverview_2026-08@914407f42f6a | PUBLISHED_NATIVE | 0 | 0.39147 | 0.39147 | TRUE | TRUE | TRUE | TRUE | TRUE | TRUE | TRUE | TRUE | OK | OK | EUR | -67.1534 | 2.3488 | 41.2441 | 0.13714 | calibrated_directional_minimum_full_month | 175 | 24 | 24 | 24 | TRUE | 0 | 0 | 31.3647 | 0.13714 | calibrated_directional_minimum_full_month | 175 | 24 | 24 | 24 | 2026-08-03_47 | TRUE | -611.28 | -36 | 46237.4062 | 46237.3958 | 0.029003 | 66.0823 | 76.5233 | 662.2453 | 0.3125 | calibrated_PETROM_full_month_P90 | 128 | TRUE | 40 | 40 | 40 | FALSE | 2026-08-03 | 56.4208
2026-08-03 09:45 | 2026-08-03 10:00 | 2026-08-03 12:45 | 2026-08-03 | 0.25 | FORMAL | 2026-08-03 09:00 | 69.12 | 2026-08-03_48 | 15 | DA_2026-08-03@565fd6053c85 | 2026-07-31 | 5.2473 | BNR_FX_2026@9bb4cfc29e8f | 91.904 | FCR_2026-08-03T09:00:00Z | tenderStatistics_2026-08@d7daa9807303 | 66.2245 | PUBLISHED_PROXY | 175 | aFRRUp_2026-08-03T09:00:00Z | tenderStatistics_2026-08@d7daa9807303 | 5.2275 | PUBLISHED_PROXY | 175 | aFRRDown_2026-08-03T09:00:00Z | tenderStatistics_2026-08@d7daa9807303 | 6.874 | PUBLISHED_PROXY |  | SOURCE_NULL_NOT_MODELED |  | 0 | PUBLISHED_PROXY | 0 | 9.6665 | PUBLISHED_PROXY | 14.71 | marginalPricesOverview_2026-08@4f1f9f7e4d34 | activatedBalancingEnergyOverview_2026-08@914407f42f6a | PUBLISHED_NATIVE | 0 | 0.33623 | 0.33623 | TRUE | TRUE | TRUE | TRUE | TRUE | TRUE | TRUE | TRUE | OK | OK | EUR | -19.5009 | 2.0174 | 41.2441 | 0.13714 | calibrated_directional_minimum_full_month | 175 | 24 | 24 | 24 | TRUE | 0 | 0 | 31.3647 | 0.13714 | calibrated_directional_minimum_full_month | 175 | 24 | 24 | 24 | 2026-08-03_48 | TRUE | -622.08 | -36 | 46237.4167 | 46237.4062 | 0.028156 | 76.5233 | 86.6592 | 662.2453 | 0.3125 | calibrated_PETROM_full_month_P90 | 128 | TRUE | 40 | 40 | 40 | FALSE | 2026-08-03 | 93.2732
2026-08-03 10:00 | 2026-08-03 10:15 | 2026-08-03 13:00 | 2026-08-03 | 0.25 | FORMAL | 2026-08-03 10:00 | 52.12 | 2026-08-03_49 | 15 | DA_2026-08-03@565fd6053c85 | 2026-07-31 | 5.2473 | BNR_FX_2026@9bb4cfc29e8f | 91.904 | FCR_2026-08-03T10:00:00Z | tenderStatistics_2026-08@d7daa9807303 | 66.2245 | PUBLISHED_PROXY | 175 | aFRRUp_2026-08-03T10:00:00Z | tenderStatistics_2026-08@d7daa9807303 | 5.1627 | PUBLISHED_PROXY | 175 | aFRRDown_2026-08-03T10:00:00Z | tenderStatistics_2026-08@d7daa9807303 | 6.8607 | PUBLISHED_PROXY |  | SOURCE_NULL_NOT_MODELED |  | 0 | PUBLISHED_PROXY | 0 | 11.2898 | PUBLISHED_PROXY | 22.978 | marginalPricesOverview_2026-08@4f1f9f7e4d34 | activatedBalancingEnergyOverview_2026-08@914407f42f6a | PUBLISHED_NATIVE | 0 | 0.52521 | 0.52521 | TRUE | TRUE | TRUE | TRUE | TRUE | TRUE | TRUE | TRUE | OK | OK | EUR | 0 | 0 | 0 | 0.13714 | calibrated_directional_minimum_full_month | 175 | 0 | 24 | 24 | TRUE | 0 | 0 | 30.9759 | 0.13714 | calibrated_directional_minimum_full_month | 175 | 24 | 24 | 24 | 2026-08-03_49 | TRUE | -781.8 | -60 | 46237.4271 | 46237.4167 | 0.038333 | 86.6592 | 100.4592 | 662.2453 | 0.3125 | calibrated_PETROM_full_month_P90 | 128 | TRUE | 40 | 40 | 40 | FALSE | 2026-08-03 | -88.5787
2026-08-03 10:15 | 2026-08-03 10:30 | 2026-08-03 13:15 | 2026-08-03 | 0.25 | FORMAL | 2026-08-03 10:00 | 52.48 | 2026-08-03_50 | 15 | DA_2026-08-03@565fd6053c85 | 2026-07-31 | 5.2473 | BNR_FX_2026@9bb4cfc29e8f | 91.904 | FCR_2026-08-03T10:00:00Z | tenderStatistics_2026-08@d7daa9807303 | 66.2245 | PUBLISHED_PROXY | 175 | aFRRUp_2026-08-03T10:00:00Z | tenderStatistics_2026-08@d7daa9807303 | 5.1627 | PUBLISHED_PROXY | 175 | aFRRDown_2026-08-03T10:00:00Z | tenderStatistics_2026-08@d7daa9807303 | 6.8607 | PUBLISHED_PROXY |  | SOURCE_NULL_NOT_MODELED |  | 128.0055 | PUBLISHED_PROXY | 0.164 | 45.2257 | PUBLISHED_PROXY | 4.718 | marginalPricesOverview_2026-08@4f1f9f7e4d34 | activatedBalancingEnergyOverview_2026-08@914407f42f6a | PUBLISHED_NATIVE | 0.0037486 | 0.10784 | 0.11159 | TRUE | TRUE | TRUE | TRUE | TRUE | TRUE | TRUE | TRUE | OK | OK | EUR | 0 | 0 | 0 | 0.13714 | calibrated_directional_minimum_full_month | 175 | 0 | 24 | 24 | TRUE | 2.879 | 0.022491 | 30.9759 | 0.13714 | calibrated_directional_minimum_full_month | 175 | 24 | 24 | 24 | 2026-08-03_50 | TRUE | -787.2 | -60 | 46237.4375 | 46237.4271 | 0.038276 | 100.4592 | 114.2385 | 662.2453 | 0.3125 | calibrated_PETROM_full_month_P90 | 128 | TRUE | 40 | 40 | 40 | FALSE | 2026-08-03 | -91.0997
2026-08-03 10:30 | 2026-08-03 10:45 | 2026-08-03 13:30 | 2026-08-03 | 0.25 | FORMAL | 2026-08-03 10:00 | 60.5 | 2026-08-03_51 | 15 | DA_2026-08-03@565fd6053c85 | 2026-07-31 | 5.2473 | BNR_FX_2026@9bb4cfc29e8f | 91.904 | FCR_2026-08-03T10:00:00Z | tenderStatistics_2026-08@d7daa9807303 | 66.2245 | PUBLISHED_PROXY | 175 | aFRRUp_2026-08-03T10:00:00Z | tenderStatistics_2026-08@d7daa9807303 | 5.1627 | PUBLISHED_PROXY | 175 | aFRRDown_2026-08-03T10:00:00Z | tenderStatistics_2026-08@d7daa9807303 | 6.8607 | PUBLISHED_PROXY |  | SOURCE_NULL_NOT_MODELED |  | 129.7782 | PUBLISHED_PROXY | 0.27 | 60.7105 | PUBLISHED_PROXY | 0.316 | marginalPricesOverview_2026-08@4f1f9f7e4d34 | activatedBalancingEnergyOverview_2026-08@914407f42f6a | PUBLISHED_NATIVE | 0.0061714 | 0.0072229 | 0.013394 | TRUE | TRUE | TRUE | TRUE | TRUE | TRUE | TRUE | TRUE | OK | OK | EUR | 0 | 0 | 0 | 0.13714 | calibrated_directional_minimum_full_month | 175 | 0 | 24 | 24 | TRUE | 4.8055 | 0.037029 | 30.9759 | 0.13714 | calibrated_directional_minimum_full_month | 175 | 24 | 24 | 24 | 2026-08-03_51 | TRUE | -907.5 | -60 | 46237.4479 | 46237.4375 | 0.038239 | 114.2385 | 128.0045 | 662.2453 | 0.3125 | calibrated_PETROM_full_month_P90 | 128 | TRUE | 40 | 40 | 40 | FALSE | 2026-08-03 | -209.4732
2026-08-03 10:45 | 2026-08-03 11:00 | 2026-08-03 13:45 | 2026-08-03 | 0.25 | FORMAL | 2026-08-03 10:00 | 39.91 | 2026-08-03_52 | 15 | DA_2026-08-03@565fd6053c85 | 2026-07-31 | 5.2473 | BNR_FX_2026@9bb4cfc29e8f | 91.904 | FCR_2026-08-03T10:00:00Z | tenderStatistics_2026-08@d7daa9807303 | 66.2245 | PUBLISHED_PROXY | 175 | aFRRUp_2026-08-03T10:00:00Z | tenderStatistics_2026-08@d7daa9807303 | 5.1627 | PUBLISHED_PROXY | 175 | aFRRDown_2026-08-03T10:00:00Z | tenderStatistics_2026-08@d7daa9807303 | 6.8607 | PUBLISHED_PROXY |  | SOURCE_NULL_NOT_MODELED |  | 127.113 | PUBLISHED_PROXY | 0.281 | 71.2589 | PUBLISHED_PROXY | 0.096 | marginalPricesOverview_2026-08@4f1f9f7e4d34 | activatedBalancingEnergyOverview_2026-08@914407f42f6a | PUBLISHED_NATIVE | 0.0064229 | 0.0021943 | 0.0086171 | TRUE | TRUE | TRUE | TRUE | TRUE | TRUE | TRUE | TRUE | OK | OK | EUR | 0 | 0 | 0 | 0.13714 | calibrated_directional_minimum_full_month | 175 | 0 | 24 | 24 | TRUE | 4.8986 | 0.038537 | 30.9759 | 0.13714 | calibrated_directional_minimum_full_month | 175 | 24 | 24 | 24 | 2026-08-03_52 | TRUE | -598.65 | -60 | 46237.4583 | 46237.4479 | 0.038235 | 128.0045 | 141.769 | 662.2453 | 0.3125 | calibrated_PETROM_full_month_P90 | 128 | TRUE | 40 | 40 | 40 | FALSE | 2026-08-03 | 99.4698
2026-08-03 11:00 | 2026-08-03 11:15 | 2026-08-03 14:00 | 2026-08-03 | 0.25 | FORMAL | 2026-08-03 11:00 | 71.89 | 2026-08-03_53 | 15 | DA_2026-08-03@565fd6053c85 | 2026-07-31 | 5.2473 | BNR_FX_2026@9bb4cfc29e8f | 91.904 | FCR_2026-08-03T11:00:00Z | tenderStatistics_2026-08@d7daa9807303 | 66.2245 | PUBLISHED_PROXY | 175 | aFRRUp_2026-08-03T11:00:00Z | tenderStatistics_2026-08@d7daa9807303 | 5.1627 | PUBLISHED_PROXY | 175 | aFRRDown_2026-08-03T11:00:00Z | tenderStatistics_2026-08@d7daa9807303 | 6.8607 | PUBLISHED_PROXY |  | SOURCE_NULL_NOT_MODELED |  | 127.113 | PUBLISHED_PROXY | 0.127 | 34.1355 | PUBLISHED_PROXY | 6.506 | marginalPricesOverview_2026-08@4f1f9f7e4d34 | activatedBalancingEnergyOverview_2026-08@914407f42f6a | PUBLISHED_NATIVE | 0.0029029 | 0.14871 | 0.15161 | TRUE | TRUE | TRUE | TRUE | TRUE | TRUE | TRUE | TRUE | OK | OK | EUR | -30.4574 | 0.89225 | 41.164 | 0.13714 | calibrated_directional_minimum_full_month | 175 | 24 | 24 | 24 | TRUE | 2.2139 | 0.017417 | 30.9759 | 0.13714 | calibrated_directional_minimum_full_month | 175 | 24 | 24 | 24 | 2026-08-03_53 | TRUE | -647.01 | -36 | 46237.4688 | 46237.4583 | 0.025236 | 141.769 | 150.8539 | 662.2453 | 0.3125 | calibrated_PETROM_full_month_P90 | 128 | TRUE | 40 | 40 | 40 | FALSE | 2026-08-03 | 59.1318
2026-08-03 11:15 | 2026-08-03 11:30 | 2026-08-03 14:15 | 2026-08-03 | 0.25 | FORMAL | 2026-08-03 11:00 | 79.79 | 2026-08-03_54 | 15 | DA_2026-08-03@565fd6053c85 | 2026-07-31 | 5.2473 | BNR_FX_2026@9bb4cfc29e8f | 91.904 | FCR_2026-08-03T11:00:00Z | tenderStatistics_2026-08@d7daa9807303 | 66.2245 | PUBLISHED_PROXY | 175 | aFRRUp_2026-08-03T11:00:00Z | tenderStatistics_2026-08@d7daa9807303 | 5.1627 | PUBLISHED_PROXY | 175 | aFRRDown_2026-08-03T11:00:00Z | tenderStatistics_2026-08@d7daa9807303 | 6.8607 | PUBLISHED_PROXY |  | SOURCE_NULL_NOT_MODELED |  | 0 | PUBLISHED_PROXY | 0 | 32.8154 | PUBLISHED_PROXY | 10.724 | marginalPricesOverview_2026-08@4f1f9f7e4d34 | activatedBalancingEnergyOverview_2026-08@914407f42f6a | PUBLISHED_NATIVE | 0 | 0.24512 | 0.24512 | TRUE | TRUE | TRUE | TRUE | TRUE | TRUE | TRUE | TRUE | OK | OK | EUR | -48.2622 | 1.4707 | 41.164 | 0.13714 | calibrated_directional_minimum_full_month | 175 | 24 | 24 | 24 | TRUE | 0 | 0 | 30.9759 | 0.13714 | calibrated_directional_minimum_full_month | 175 | 24 | 24 | 24 | 2026-08-03_54 | TRUE | 0 | 0 | 46237.4792 | 46237.4688 | 0.0037585 | 150.8539 | 152.2069 | 662.2453 | 0.3125 | calibrated_PETROM_full_month_P90 | 128 | TRUE | 40 | 40 | 40 | FALSE | 2026-08-03 | 686.1231
2026-08-03 11:30 | 2026-08-03 11:45 | 2026-08-03 14:30 | 2026-08-03 | 0.25 | FORMAL | 2026-08-03 11:00 | 72.19 | 2026-08-03_55 | 15 | DA_2026-08-03@565fd6053c85 | 2026-07-31 | 5.2473 | BNR_FX_2026@9bb4cfc29e8f | 91.904 | FCR_2026-08-03T11:00:00Z | tenderStatistics_2026-08@d7daa9807303 | 66.2245 | PUBLISHED_PROXY | 175 | aFRRUp_2026-08-03T11:00:00Z | tenderStatistics_2026-08@d7daa9807303 | 5.1627 | PUBLISHED_PROXY | 175 | aFRRDown_2026-08-03T11:00:00Z | tenderStatistics_2026-08@d7daa9807303 | 6.8607 | PUBLISHED_PROXY |  | SOURCE_NULL_NOT_MODELED |  | 127.113 | PUBLISHED_PROXY | 0.003 | 48.1709 | PUBLISHED_PROXY | 5.725 | marginalPricesOverview_2026-08@4f1f9f7e4d34 | activatedBalancingEnergyOverview_2026-08@914407f42f6a | PUBLISHED_NATIVE | 6.8571e-05 | 0.13086 | 0.13093 | TRUE | TRUE | TRUE | TRUE | TRUE | TRUE | TRUE | TRUE | OK | OK | EUR | -37.821 | 0.78514 | 41.164 | 0.13714 | calibrated_directional_minimum_full_month | 175 | 24 | 24 | 24 | TRUE | 0.052298 | 0.00041143 | 30.9759 | 0.13714 | calibrated_directional_minimum_full_month | 175 | 24 | 24 | 24 | 2026-08-03_55 | TRUE | -649.71 | -36 | 46237.4896 | 46237.4792 | 0.025005 | 152.2069 | 161.2089 | 662.2453 | 0.3125 | calibrated_PETROM_full_month_P90 | 128 | TRUE | 40 | 40 | 40 | FALSE | 2026-08-03 | 46.9066
2026-08-03 11:45 | 2026-08-03 12:00 | 2026-08-03 14:45 | 2026-08-03 | 0.25 | FORMAL | 2026-08-03 11:00 | 75.13 | 2026-08-03_56 | 15 | DA_2026-08-03@565fd6053c85 | 2026-07-31 | 5.2473 | BNR_FX_2026@9bb4cfc29e8f | 91.904 | FCR_2026-08-03T11:00:00Z | tenderStatistics_2026-08@d7daa9807303 | 66.2245 | PUBLISHED_PROXY | 175 | aFRRUp_2026-08-03T11:00:00Z | tenderStatistics_2026-08@d7daa9807303 | 5.1627 | PUBLISHED_PROXY | 175 | aFRRDown_2026-08-03T11:00:00Z | tenderStatistics_2026-08@d7daa9807303 | 6.8607 | PUBLISHED_PROXY |  | SOURCE_NULL_NOT_MODELED |  | 128.8112 | PUBLISHED_PROXY | 0.237 | 62.8485 | PUBLISHED_PROXY | 0.297 | marginalPricesOverview_2026-08@4f1f9f7e4d34 | activatedBalancingEnergyOverview_2026-08@914407f42f6a | PUBLISHED_NATIVE | 0.0054171 | 0.0067886 | 0.012206 | TRUE | TRUE | TRUE | TRUE | TRUE | TRUE | TRUE | TRUE | OK | OK | EUR | -2.5599 | 0.040731 | 41.164 | 0.13714 | calibrated_directional_minimum_full_month | 175 | 24 | 24 | 24 | TRUE | 4.1867 | 0.032503 | 30.9759 | 0.13714 | calibrated_directional_minimum_full_month | 175 | 24 | 24 | 24 | 2026-08-03_56 | TRUE | -676.17 | -36 | 46237.5 | 46237.4896 | 0.023021 | 161.2089 | 169.4965 | 662.2453 | 0.3125 | calibrated_PETROM_full_month_P90 | 128 | TRUE | 40 | 40 | 40 | FALSE | 2026-08-03 | 59.8421
2026-08-03 12:00 | 2026-08-03 12:15 | 2026-08-03 15:00 | 2026-08-03 | 0.25 | FORMAL | 2026-08-03 12:00 | 77.17 | 2026-08-03_57 | 15 | DA_2026-08-03@565fd6053c85 | 2026-07-31 | 5.2473 | BNR_FX_2026@9bb4cfc29e8f | 91.904 | FCR_2026-08-03T12:00:00Z | tenderStatistics_2026-08@d7daa9807303 | 66.2245 | PUBLISHED_PROXY | 175 | aFRRUp_2026-08-03T12:00:00Z | tenderStatistics_2026-08@d7daa9807303 | 5.0655 | PUBLISHED_PROXY | 175 | aFRRDown_2026-08-03T12:00:00Z | tenderStatistics_2026-08@d7daa9807303 | 6.8607 | PUBLISHED_PROXY |  | SOURCE_NULL_NOT_MODELED |  | 133.1891 | PUBLISHED_PROXY | 0.273 | 72.9638 | PUBLISHED_PROXY | 0.102 | marginalPricesOverview_2026-08@4f1f9f7e4d34 | activatedBalancingEnergyOverview_2026-08@914407f42f6a | PUBLISHED_NATIVE | 0.00624 | 0.0023314 | 0.0085714 | TRUE | TRUE | TRUE | TRUE | TRUE | TRUE | TRUE | TRUE | OK | OK | EUR | -1.0207 | 0.013989 | 41.164 | 0.13714 | calibrated_directional_minimum_full_month | 175 | 24 | 24 | 24 | TRUE | 4.9866 | 0.03744 | 30.3928 | 0.13714 | calibrated_directional_minimum_full_month | 175 | 24 | 24 | 24 | 2026-08-03_57 | TRUE | -144.4585 | -7.4878 | 46237.5104 | 46237.5 | 0.0048675 | 169.4965 | 171.1928 | 662.2453 | 0.3125 | calibrated_PETROM_full_month_P90 | 128 | TRUE | 40 | 40 | 40 | FALSE | 2026-08-03 | 593.3096
2026-08-03 12:15 | 2026-08-03 12:30 | 2026-08-03 15:15 | 2026-08-03 | 0.25 | FORMAL | 2026-08-03 12:00 | 99.63 | 2026-08-03_58 | 15 | DA_2026-08-03@565fd6053c85 | 2026-07-31 | 5.2473 | BNR_FX_2026@9bb4cfc29e8f | 91.904 | FCR_2026-08-03T12:00:00Z | tenderStatistics_2026-08@d7daa9807303 | 66.2245 | PUBLISHED_PROXY | 175 | aFRRUp_2026-08-03T12:00:00Z | tenderStatistics_2026-08@d7daa9807303 | 5.0655 | PUBLISHED_PROXY | 175 | aFRRDown_2026-08-03T12:00:00Z | tenderStatistics_2026-08@d7daa9807303 | 6.8607 | PUBLISHED_PROXY |  | SOURCE_NULL_NOT_MODELED |  | 133.2114 | PUBLISHED_PROXY | 0.004 | 48.7035 | PUBLISHED_PROXY | 3.257 | marginalPricesOverview_2026-08@4f1f9f7e4d34 | activatedBalancingEnergyOverview_2026-08@914407f42f6a | PUBLISHED_NATIVE | 9.1429e-05 | 0.074446 | 0.074537 | TRUE | TRUE | TRUE | TRUE | TRUE | TRUE | TRUE | TRUE | OK | OK | EUR | -21.7546 | 0.44667 | 41.164 | 0.13714 | calibrated_directional_minimum_full_month | 175 | 24 | 24 | 24 | TRUE | 0.073076 | 0.00054857 | 30.3928 | 0.13714 | calibrated_directional_minimum_full_month | 175 | 24 | 24 | 24 | 2026-08-03_58 | TRUE | 5.4013 | 0.21685 | 46237.5208 | 46237.5104 | 0.0012843 | 171.1928 | 171.5449 | 662.2453 | 0.3125 | calibrated_PETROM_full_month_P90 | 128 | TRUE | 40 | 40 | 40 | FALSE | 2026-08-03 | 717.5219
2026-08-03 12:30 | 2026-08-03 12:45 | 2026-08-03 15:30 | 2026-08-03 | 0.25 | FORMAL | 2026-08-03 12:00 | 93.12 | 2026-08-03_59 | 15 | DA_2026-08-03@565fd6053c85 | 2026-07-31 | 5.2473 | BNR_FX_2026@9bb4cfc29e8f | 91.904 | FCR_2026-08-03T12:00:00Z | tenderStatistics_2026-08@d7daa9807303 | 66.2245 | PUBLISHED_PROXY | 175 | aFRRUp_2026-08-03T12:00:00Z | tenderStatistics_2026-08@d7daa9807303 | 5.0655 | PUBLISHED_PROXY | 175 | aFRRDown_2026-08-03T12:00:00Z | tenderStatistics_2026-08@d7daa9807303 | 6.8607 | PUBLISHED_PROXY |  | SOURCE_NULL_NOT_MODELED |  | 139.0654 | PUBLISHED_PROXY | 4.677 | 52.9722 | PUBLISHED_PROXY | 0.437 | marginalPricesOverview_2026-08@4f1f9f7e4d34 | activatedBalancingEnergyOverview_2026-08@914407f42f6a | PUBLISHED_NATIVE | 0.1069 | 0.0099886 | 0.11689 | TRUE | TRUE | TRUE | TRUE | TRUE | TRUE | TRUE | TRUE | OK | OK | EUR | -3.1747 | 0.059931 | 41.164 | 0.13714 | calibrated_directional_minimum_full_month | 175 | 24 | 24 | 24 | TRUE | 89.1989 | 0.64142 | 30.3928 | 0.13714 | calibrated_directional_minimum_full_month | 175 | 24 | 24 | 24 | 2026-08-03_59 | TRUE | 0 | 0 | 46237.5312 | 46237.5208 | 0.0020898 | 171.5449 | 170.9028 | 662.2453 | 0.3125 | calibrated_PETROM_full_month_P90 | 128 | TRUE | 40 | 40 | 40 | FALSE | 2026-08-03 | 819.8264
2026-08-03 12:45 | 2026-08-03 13:00 | 2026-08-03 15:45 | 2026-08-03 | 0.25 | FORMAL | 2026-08-03 12:00 | 93.31 | 2026-08-03_60 | 15 | DA_2026-08-03@565fd6053c85 | 2026-07-31 | 5.2473 | BNR_FX_2026@9bb4cfc29e8f | 91.904 | FCR_2026-08-03T12:00:00Z | tenderStatistics_2026-08@d7daa9807303 | 66.2245 | PUBLISHED_PROXY | 175 | aFRRUp_2026-08-03T12:00:00Z | tenderStatistics_2026-08@d7daa9807303 | 5.0655 | PUBLISHED_PROXY | 175 | aFRRDown_2026-08-03T12:00:00Z | tenderStatistics_2026-08@d7daa9807303 | 6.8607 | PUBLISHED_PROXY |  | SOURCE_NULL_NOT_MODELED |  | 134.759 | PUBLISHED_PROXY | 2.986 | 0 | PUBLISHED_PROXY | 0 | marginalPricesOverview_2026-08@4f1f9f7e4d34 | activatedBalancingEnergyOverview_2026-08@914407f42f6a | PUBLISHED_NATIVE | 0.068251 | 0 | 0.068251 | TRUE | TRUE | TRUE | TRUE | TRUE | TRUE | TRUE | TRUE | OK | OK | EUR | 0 | 0 | 41.164 | 0.13714 | calibrated_directional_minimum_full_month | 175 | 24 | 24 | 24 | TRUE | 55.185 | 0.40951 | 30.3928 | 0.13714 | calibrated_directional_minimum_full_month | 175 | 24 | 24 | 24 | 2026-08-03_60 | TRUE | 0 | 0 | 46237.5417 | 46237.5312 | 0.0012364 | 170.9028 | 170.4577 | 662.2453 | 0.3125 | calibrated_PETROM_full_month_P90 | 128 | TRUE | 40 | 40 | 40 | FALSE | 2026-08-03 | 788.9871
2026-08-03 13:00 | 2026-08-03 13:15 | 2026-08-03 16:00 | 2026-08-03 | 0.25 | FORMAL | 2026-08-03 13:00 | 87.48 | 2026-08-03_61 | 15 | DA_2026-08-03@565fd6053c85 | 2026-07-31 | 5.2473 | BNR_FX_2026@9bb4cfc29e8f | 91.904 | FCR_2026-08-03T13:00:00Z | tenderStatistics_2026-08@d7daa9807303 | 66.2245 | PUBLISHED_PROXY | 175 | aFRRUp_2026-08-03T13:00:00Z | tenderStatistics_2026-08@d7daa9807303 | 5.58 | PUBLISHED_PROXY | 175 | aFRRDown_2026-08-03T13:00:00Z | tenderStatistics_2026-08@d7daa9807303 | 2.931 | PUBLISHED_PROXY |  | SOURCE_NULL_NOT_MODELED |  | 133.2114 | PUBLISHED_PROXY | 0.073 | 76.3789 | PUBLISHED_PROXY | 1.805 | marginalPricesOverview_2026-08@4f1f9f7e4d34 | activatedBalancingEnergyOverview_2026-08@914407f42f6a | PUBLISHED_NATIVE | 0.0016686 | 0.041257 | 0.042926 | TRUE | TRUE | TRUE | TRUE | TRUE | TRUE | TRUE | TRUE | OK | OK | EUR | -18.9071 | 0.24754 | 17.5862 | 0.13714 | calibrated_directional_minimum_full_month | 175 | 24 | 24 | 24 | TRUE | 0 | 0 | 0 | 0.13714 | calibrated_directional_minimum_full_month | 175 | 0 | 24 | 24 | 2026-08-03_61 | TRUE | -15.1902 | -0.69457 | 46237.5521 | 46237.5417 | 0.0010764 | 170.4577 | 170.8452 | 662.2453 | 0.3125 | calibrated_PETROM_full_month_P90 | 128 | TRUE | 40 | 40 | 40 | FALSE | 2026-08-03 | 645.7343
2026-08-03 13:15 | 2026-08-03 13:30 | 2026-08-03 16:15 | 2026-08-03 | 0.25 | FORMAL | 2026-08-03 13:00 | 104.15 | 2026-08-03_62 | 15 | DA_2026-08-03@565fd6053c85 | 2026-07-31 | 5.2473 | BNR_FX_2026@9bb4cfc29e8f | 91.904 | FCR_2026-08-03T13:00:00Z | tenderStatistics_2026-08@d7daa9807303 | 66.2245 | PUBLISHED_PROXY | 175 | aFRRUp_2026-08-03T13:00:00Z | tenderStatistics_2026-08@d7daa9807303 | 5.58 | PUBLISHED_PROXY | 175 | aFRRDown_2026-08-03T13:00:00Z | tenderStatistics_2026-08@d7daa9807303 | 2.931 | PUBLISHED_PROXY |  | SOURCE_NULL_NOT_MODELED |  | 0 | PUBLISHED_PROXY | 0 | 50.9632 | PUBLISHED_PROXY | 7.204 | marginalPricesOverview_2026-08@4f1f9f7e4d34 | activatedBalancingEnergyOverview_2026-08@914407f42f6a | PUBLISHED_NATIVE | 0 | 0.16466 | 0.16466 | TRUE | TRUE | TRUE | TRUE | TRUE | TRUE | TRUE | TRUE | OK | OK | EUR | -50.3504 | 0.98798 | 17.5862 | 0.13714 | calibrated_directional_minimum_full_month | 175 | 24 | 24 | 24 | TRUE | 0 | 0 | 0 | 0.13714 | calibrated_directional_minimum_full_month | 175 | 0 | 24 | 24 | 2026-08-03_62 | TRUE | 105.957 | 4.0694 | 46237.5625 | 46237.5521 | 0.0046626 | 170.8452 | 170.6763 | 662.2453 | 0.3125 | calibrated_PETROM_full_month_P90 | 128 | TRUE | 40 | 40 | 40 | FALSE | 2026-08-03 | 735.4381
2026-08-03 13:30 | 2026-08-03 13:45 | 2026-08-03 16:30 | 2026-08-03 | 0.25 | FORMAL | 2026-08-03 13:00 | 110.76 | 2026-08-03_63 | 15 | DA_2026-08-03@565fd6053c85 | 2026-07-31 | 5.2473 | BNR_FX_2026@9bb4cfc29e8f | 91.904 | FCR_2026-08-03T13:00:00Z | tenderStatistics_2026-08@d7daa9807303 | 66.2245 | PUBLISHED_PROXY | 175 | aFRRUp_2026-08-03T13:00:00Z | tenderStatistics_2026-08@d7daa9807303 | 5.58 | PUBLISHED_PROXY | 175 | aFRRDown_2026-08-03T13:00:00Z | tenderStatistics_2026-08@d7daa9807303 | 2.931 | PUBLISHED_PROXY |  | SOURCE_NULL_NOT_MODELED |  | 0 | PUBLISHED_PROXY | 0 | 3.307 | PUBLISHED_PROXY | 11.577 | marginalPricesOverview_2026-08@4f1f9f7e4d34 | activatedBalancingEnergyOverview_2026-08@914407f42f6a | PUBLISHED_NATIVE | 0 | 0.26462 | 0.26462 | TRUE | TRUE | TRUE | TRUE | TRUE | TRUE | TRUE | TRUE | OK | OK | EUR | -5.2506 | 1.5877 | 17.5862 | 0.13714 | calibrated_directional_minimum_full_month | 175 | 24 | 24 | 24 | TRUE | 0 | 0 | 0 | 0.13714 | calibrated_directional_minimum_full_month | 175 | 0 | 24 | 24 | 2026-08-03_63 | TRUE | 244.2965 | 8.8226 | 46237.5729 | 46237.5625 | 0.0074632 | 170.6763 | 169.837 | 662.2453 | 0.3125 | calibrated_PETROM_full_month_P90 | 128 | TRUE | 40 | 40 | 40 | FALSE | 2026-08-03 | 918.8774
2026-08-03 13:45 | 2026-08-03 14:00 | 2026-08-03 16:45 | 2026-08-03 | 0.25 | FORMAL | 2026-08-03 13:00 | 152.9 | 2026-08-03_64 | 15 | DA_2026-08-03@565fd6053c85 | 2026-07-31 | 5.2473 | BNR_FX_2026@9bb4cfc29e8f | 91.904 | FCR_2026-08-03T13:00:00Z | tenderStatistics_2026-08@d7daa9807303 | 66.2245 | PUBLISHED_PROXY | 175 | aFRRUp_2026-08-03T13:00:00Z | tenderStatistics_2026-08@d7daa9807303 | 5.58 | PUBLISHED_PROXY | 175 | aFRRDown_2026-08-03T13:00:00Z | tenderStatistics_2026-08@d7daa9807303 | 2.931 | PUBLISHED_PROXY |  | SOURCE_NULL_NOT_MODELED |  | 0 | PUBLISHED_PROXY | 0 | -29.7974 | PUBLISHED_PROXY | 28.627 | marginalPricesOverview_2026-08@4f1f9f7e4d34 | activatedBalancingEnergyOverview_2026-08@914407f42f6a | PUBLISHED_NATIVE | 0 | 0.65433 | 0.65433 | TRUE | TRUE | TRUE | TRUE | TRUE | TRUE | TRUE | TRUE | OK | OK | EUR | 116.9843 | 3.926 | 17.5862 | 0.13714 | calibrated_directional_minimum_full_month | 175 | 24 | 24 | 24 | TRUE | 0 | 0 | 0 | 0.13714 | calibrated_directional_minimum_full_month | 175 | 0 | 24 | 24 | 2026-08-03_64 | TRUE | 2293.5 | 60 | 46237.5833 | 46237.5729 | 0.033436 | 169.837 | 157.8 | 662.2453 | 0.3125 | calibrated_PETROM_full_month_P90 | 128 | TRUE | 40 | 40 | 40 | FALSE | 2026-08-03 | 3090.3159
2026-08-03 14:00 | 2026-08-03 14:15 | 2026-08-03 17:00 | 2026-08-03 | 0.25 | FORMAL | 2026-08-03 14:00 | 88.22 | 2026-08-03_65 | 15 | DA_2026-08-03@565fd6053c85 | 2026-07-31 | 5.2473 | BNR_FX_2026@9bb4cfc29e8f | 128 | FCR_2026-08-03T14:00:00Z | tenderStatistics_2026-08@d7daa9807303 | 66.2245 | PUBLISHED_PROXY | 175 | aFRRUp_2026-08-03T14:00:00Z | tenderStatistics_2026-08@d7daa9807303 | 5.8354 | PUBLISHED_PROXY | 175 | aFRRDown_2026-08-03T14:00:00Z | tenderStatistics_2026-08@d7daa9807303 | 2.931 | PUBLISHED_PROXY |  | SOURCE_NULL_NOT_MODELED |  | 0 | PUBLISHED_PROXY | 0 | -610.4322 | PUBLISHED_PROXY | 50.802 | marginalPricesOverview_2026-08@4f1f9f7e4d34 | activatedBalancingEnergyOverview_2026-08@914407f42f6a | PUBLISHED_NATIVE | 0 | 1.1612 | 1.1612 | TRUE | FALSE | TRUE | FALSE | FALSE | TRUE | TRUE | TRUE | ALPHA_OUTSIDE_SIMPLEX | ALPHA_OUTSIDE_SIMPLEX | EUR | 0 | 0 | 0 | 0.13714 | calibrated_directional_minimum_full_month | 175 | 0 | 24 | 0 | FALSE | 0 | 0 | 0 | 0.13714 | calibrated_directional_minimum_full_month | 175 | 0 | 24 | 0 | 2026-08-03_65 | TRUE | -1323.3 | -60 | 46237.5938 | 46237.5833 | 0.038333 | 157.8 | 171.6 | 662.2453 | 0.3125 | calibrated_PETROM_full_month_P90 | 128 | TRUE | 40 | 40 | 40 | FALSE | 2026-08-03 | -661.0547
2026-08-03 14:15 | 2026-08-03 14:30 | 2026-08-03 17:15 | 2026-08-03 | 0.25 | FORMAL | 2026-08-03 14:00 | 107.47 | 2026-08-03_66 | 15 | DA_2026-08-03@565fd6053c85 | 2026-07-31 | 5.2473 | BNR_FX_2026@9bb4cfc29e8f | 128 | FCR_2026-08-03T14:00:00Z | tenderStatistics_2026-08@d7daa9807303 | 66.2245 | PUBLISHED_PROXY | 175 | aFRRUp_2026-08-03T14:00:00Z | tenderStatistics_2026-08@d7daa9807303 | 5.8354 | PUBLISHED_PROXY | 175 | aFRRDown_2026-08-03T14:00:00Z | tenderStatistics_2026-08@d7daa9807303 | 2.931 | PUBLISHED_PROXY |  | SOURCE_NULL_NOT_MODELED |  | 0 | PUBLISHED_PROXY | 0 | -725.8962 | PUBLISHED_PROXY | 64.892 | marginalPricesOverview_2026-08@4f1f9f7e4d34 | activatedBalancingEnergyOverview_2026-08@914407f42f6a | PUBLISHED_NATIVE | 0 | 1.4832 | 1.4832 | TRUE | FALSE | TRUE | FALSE | FALSE | TRUE | TRUE | TRUE | ALPHA_OUTSIDE_SIMPLEX | ALPHA_OUTSIDE_SIMPLEX | EUR | 0 | 0 | 0 | 0.13714 | calibrated_directional_minimum_full_month | 175 | 0 | 24 | 0 | FALSE | 0 | 0 | 0 | 0.13714 | calibrated_directional_minimum_full_month | 175 | 0 | 24 | 0 | 2026-08-03_66 | TRUE | 0 | 0 | 46237.6042 | 46237.5938 | 0 | 171.6 | 171.6 | 662.2453 | 0.3125 | calibrated_PETROM_full_month_P90 | 128 | TRUE | 40 | 40 | 40 | FALSE | 2026-08-03 | 662.2453
2026-08-03 14:30 | 2026-08-03 14:45 | 2026-08-03 17:30 | 2026-08-03 | 0.25 | FORMAL | 2026-08-03 14:00 | 172.61 | 2026-08-03_67 | 15 | DA_2026-08-03@565fd6053c85 | 2026-07-31 | 5.2473 | BNR_FX_2026@9bb4cfc29e8f | 128 | FCR_2026-08-03T14:00:00Z | tenderStatistics_2026-08@d7daa9807303 | 66.2245 | PUBLISHED_PROXY | 175 | aFRRUp_2026-08-03T14:00:00Z | tenderStatistics_2026-08@d7daa9807303 | 5.8354 | PUBLISHED_PROXY | 175 | aFRRDown_2026-08-03T14:00:00Z | tenderStatistics_2026-08@d7daa9807303 | 2.931 | PUBLISHED_PROXY |  | SOURCE_NULL_NOT_MODELED |  | 0 | PUBLISHED_PROXY | 0 | 5.1352 | PUBLISHED_PROXY | 14.623 | marginalPricesOverview_2026-08@4f1f9f7e4d34 | activatedBalancingEnergyOverview_2026-08@914407f42f6a | PUBLISHED_NATIVE | 0 | 0.33424 | 0.33424 | TRUE | TRUE | TRUE | TRUE | FALSE | TRUE | TRUE | TRUE | OK | OTHER_QH_IN_SAME_HOUR_INVALID | EUR | 0 | 0 | 0 | 0.13714 | calibrated_directional_minimum_full_month | 175 | 0 | 24 | 0 | FALSE | 0 | 0 | 0 | 0.13714 | calibrated_directional_minimum_full_month | 175 | 0 | 24 | 0 | 2026-08-03_67 | TRUE | 0 | 0 | 46237.6146 | 46237.6042 | 0 | 171.6 | 171.6 | 662.2453 | 0.3125 | calibrated_PETROM_full_month_P90 | 128 | TRUE | 40 | 40 | 40 | FALSE | 2026-08-03 | 662.2453
2026-08-03 14:45 | 2026-08-03 15:00 | 2026-08-03 17:45 | 2026-08-03 | 0.25 | FORMAL | 2026-08-03 14:00 | 200.34 | 2026-08-03_68 | 15 | DA_2026-08-03@565fd6053c85 | 2026-07-31 | 5.2473 | BNR_FX_2026@9bb4cfc29e8f | 128 | FCR_2026-08-03T14:00:00Z | tenderStatistics_2026-08@d7daa9807303 | 66.2245 | PUBLISHED_PROXY | 175 | aFRRUp_2026-08-03T14:00:00Z | tenderStatistics_2026-08@d7daa9807303 | 5.8354 | PUBLISHED_PROXY | 175 | aFRRDown_2026-08-03T14:00:00Z | tenderStatistics_2026-08@d7daa9807303 | 2.931 | PUBLISHED_PROXY |  | SOURCE_NULL_NOT_MODELED |  | 152.4594 | PUBLISHED_PROXY | 0.013 | 36.1125 | PUBLISHED_PROXY | 2.706 | marginalPricesOverview_2026-08@4f1f9f7e4d34 | activatedBalancingEnergyOverview_2026-08@914407f42f6a | PUBLISHED_NATIVE | 0.00029714 | 0.061851 | 0.062149 | TRUE | TRUE | TRUE | TRUE | FALSE | TRUE | TRUE | TRUE | OK | OTHER_QH_IN_SAME_HOUR_INVALID | EUR | 0 | 0 | 0 | 0.13714 | calibrated_directional_minimum_full_month | 175 | 0 | 24 | 0 | FALSE | 0 | 0 | 0 | 0.13714 | calibrated_directional_minimum_full_month | 175 | 0 | 24 | 0 | 2026-08-03_68 | TRUE | 1920.7554 | 38.3499 | 46237.625 | 46237.6146 | 0.028948 | 171.6 | 161.1788 | 662.2453 | 0.3125 | calibrated_PETROM_full_month_P90 | 128 | TRUE | 40 | 40 | 40 | FALSE | 2026-08-03 | 2583.0007
2026-08-03 15:00 | 2026-08-03 15:15 | 2026-08-03 18:00 | 2026-08-03 | 0.25 | FORMAL | 2026-08-03 15:00 | 166.96 | 2026-08-03_69 | 15 | DA_2026-08-03@565fd6053c85 | 2026-07-31 | 5.2473 | BNR_FX_2026@9bb4cfc29e8f | 131.968 | FCR_2026-08-03T15:00:00Z | tenderStatistics_2026-08@d7daa9807303 | 66.2245 | PUBLISHED_PROXY | 175 | aFRRUp_2026-08-03T15:00:00Z | tenderStatistics_2026-08@d7daa9807303 | 7.0665 | PUBLISHED_PROXY | 175 | aFRRDown_2026-08-03T15:00:00Z | tenderStatistics_2026-08@d7daa9807303 | 2.5937 | PUBLISHED_PROXY |  | SOURCE_NULL_NOT_MODELED |  | 0 | PUBLISHED_PROXY | 0 | 24.8103 | PUBLISHED_PROXY | 11.742 | marginalPricesOverview_2026-08@4f1f9f7e4d34 | activatedBalancingEnergyOverview_2026-08@914407f42f6a | PUBLISHED_NATIVE | 0 | 0.26839 | 0.26839 | TRUE | TRUE | TRUE | TRUE | TRUE | TRUE | TRUE | TRUE | OK | OK | EUR | -39.9528 | 1.6103 | 15.5623 | 0.13714 | calibrated_directional_minimum_full_month | 175 | 24 | 24 | 24 | TRUE | 0 | 0 | 42.3989 | 0.13714 | calibrated_directional_minimum_full_month | 175 | 24 | 24 | 24 | 2026-08-03_69 | TRUE | -1502.64 | -36 | 46237.6354 | 46237.625 | 0.027115 | 161.1788 | 170.9403 | 662.2453 | 0.3125 | calibrated_PETROM_full_month_P90 | 128 | TRUE | 40 | 40 | 40 | FALSE | 2026-08-03 | -822.3862
2026-08-03 15:15 | 2026-08-03 15:30 | 2026-08-03 18:15 | 2026-08-03 | 0.25 | FORMAL | 2026-08-03 15:00 | 189.53 | 2026-08-03_70 | 15 | DA_2026-08-03@565fd6053c85 | 2026-07-31 | 5.2473 | BNR_FX_2026@9bb4cfc29e8f | 131.968 | FCR_2026-08-03T15:00:00Z | tenderStatistics_2026-08@d7daa9807303 | 66.2245 | PUBLISHED_PROXY | 175 | aFRRUp_2026-08-03T15:00:00Z | tenderStatistics_2026-08@d7daa9807303 | 7.0665 | PUBLISHED_PROXY | 175 | aFRRDown_2026-08-03T15:00:00Z | tenderStatistics_2026-08@d7daa9807303 | 2.5937 | PUBLISHED_PROXY |  | SOURCE_NULL_NOT_MODELED |  | 219.3055 | PUBLISHED_PROXY | 1.58 | 47.8881 | PUBLISHED_PROXY | 4.991 | marginalPricesOverview_2026-08@4f1f9f7e4d34 | activatedBalancingEnergyOverview_2026-08@914407f42f6a | PUBLISHED_NATIVE | 0.036114 | 0.11408 | 0.15019 | TRUE | TRUE | TRUE | TRUE | TRUE | TRUE | TRUE | TRUE | OK | OK | EUR | -32.7784 | 0.68448 | 15.5623 | 0.13714 | calibrated_directional_minimum_full_month | 175 | 24 | 24 | 24 | TRUE | 47.5204 | 0.21669 | 42.3989 | 0.13714 | calibrated_directional_minimum_full_month | 175 | 24 | 24 | 24 | 2026-08-03_70 | TRUE | -54.0768 | -1.1413 | 46237.6458 | 46237.6354 | 0.0030752 | 170.9403 | 171.5987 | 662.2453 | 0.3125 | calibrated_PETROM_full_month_P90 | 128 | TRUE | 40 | 40 | 40 | FALSE | 2026-08-03 | 680.8717
2026-08-03 15:30 | 2026-08-03 15:45 | 2026-08-03 18:30 | 2026-08-03 | 0.25 | FORMAL | 2026-08-03 15:00 | 227 | 2026-08-03_71 | 15 | DA_2026-08-03@565fd6053c85 | 2026-07-31 | 5.2473 | BNR_FX_2026@9bb4cfc29e8f | 131.968 | FCR_2026-08-03T15:00:00Z | tenderStatistics_2026-08@d7daa9807303 | 66.2245 | PUBLISHED_PROXY | 175 | aFRRUp_2026-08-03T15:00:00Z | tenderStatistics_2026-08@d7daa9807303 | 7.0665 | PUBLISHED_PROXY | 175 | aFRRDown_2026-08-03T15:00:00Z | tenderStatistics_2026-08@d7daa9807303 | 2.5937 | PUBLISHED_PROXY |  | SOURCE_NULL_NOT_MODELED |  | 330.6419 | PUBLISHED_PROXY | 9.475 | 76.2535 | PUBLISHED_PROXY | 0.008 | marginalPricesOverview_2026-08@4f1f9f7e4d34 | activatedBalancingEnergyOverview_2026-08@914407f42f6a | PUBLISHED_NATIVE | 0.21657 | 0.00018286 | 0.21675 | TRUE | TRUE | TRUE | TRUE | TRUE | TRUE | TRUE | TRUE | OK | OK | EUR | -0.083661 | 0.0010971 | 15.5623 | 0.13714 | calibrated_directional_minimum_full_month | 175 | 24 | 24 | 24 | TRUE | 429.6455 | 1.2994 | 42.3989 | 0.13714 | calibrated_directional_minimum_full_month | 175 | 24 | 24 | 24 | 2026-08-03_71 | TRUE | -335.38 | -5.9098 | 46237.6562 | 46237.6458 | 0.0059181 | 171.5987 | 171.6 | 662.2453 | 0.3125 | calibrated_PETROM_full_month_P90 | 128 | TRUE | 40 | 40 | 40 | FALSE | 2026-08-03 | 814.3884
2026-08-03 15:45 | 2026-08-03 16:00 | 2026-08-03 18:45 | 2026-08-03 | 0.25 | FORMAL | 2026-08-03 15:00 | 262.27 | 2026-08-03_72 | 15 | DA_2026-08-03@565fd6053c85 | 2026-07-31 | 5.2473 | BNR_FX_2026@9bb4cfc29e8f | 131.968 | FCR_2026-08-03T15:00:00Z | tenderStatistics_2026-08@d7daa9807303 | 66.2245 | PUBLISHED_PROXY | 175 | aFRRUp_2026-08-03T15:00:00Z | tenderStatistics_2026-08@d7daa9807303 | 7.0665 | PUBLISHED_PROXY | 175 | aFRRDown_2026-08-03T15:00:00Z | tenderStatistics_2026-08@d7daa9807303 | 2.5937 | PUBLISHED_PROXY |  | SOURCE_NULL_NOT_MODELED |  | 355.7784 | PUBLISHED_PROXY | 27.351 | 0 | PUBLISHED_PROXY | 0 | marginalPricesOverview_2026-08@4f1f9f7e4d34 | activatedBalancingEnergyOverview_2026-08@914407f42f6a | PUBLISHED_NATIVE | 0.62517 | 0 | 0.62517 | TRUE | TRUE | TRUE | TRUE | TRUE | TRUE | TRUE | TRUE | OK | OK | EUR | 0 | 0 | 15.5623 | 0.13714 | calibrated_directional_minimum_full_month | 175 | 24 | 24 | 24 | TRUE | 1334.5227 | 3.751 | 42.3989 | 0.13714 | calibrated_directional_minimum_full_month | 175 | 24 | 24 | 24 | 2026-08-03_72 | TRUE | -647.9387 | -9.882 | 46238 | 46237.6562 | 0.0090287 | 171.6 | 170.0536 | 662.2453 | 0.3125 | calibrated_PETROM_full_month_P90 | 128 | TRUE | 40 | 40 | 40 | FALSE | 2026-08-03 | 1406.7906
2026-08-03 16:00 | 2026-08-03 16:15 | 2026-08-03 19:00 | 2026-08-03 | 0.25 | FORMAL | 2026-08-03 16:00 | 244.44 | 2026-08-03_73 | 15 | DA_2026-08-03@565fd6053c85 | 2026-07-31 | 5.2473 | BNR_FX_2026@9bb4cfc29e8f | 131.968 | FCR_2026-08-03T16:00:00Z | tenderStatistics_2026-08@d7daa9807303 | 66.2245 | PUBLISHED_PROXY | 175 | aFRRUp_2026-08-03T16:00:00Z | tenderStatistics_2026-08@d7daa9807303 | 7.0379 | PUBLISHED_PROXY | 175 | aFRRDown_2026-08-03T16:00:00Z | tenderStatistics_2026-08@d7daa9807303 | 2.5937 | PUBLISHED_PROXY |  | SOURCE_NULL_NOT_MODELED |  | 351.1332 | PUBLISHED_PROXY | 5.013 | 47.9147 | PUBLISHED_PROXY | 1.42 | marginalPricesOverview_2026-08@4f1f9f7e4d34 | activatedBalancingEnergyOverview_2026-08@914407f42f6a | PUBLISHED_NATIVE | 0.11458 | 0.032457 | 0.14704 | TRUE | TRUE | TRUE | TRUE | TRUE | TRUE | TRUE | TRUE | OK | OK | EUR | -9.3311 | 0.19474 | 15.5623 | 0.13714 | calibrated_directional_minimum_full_month | 175 | 24 | 24 | 24 | TRUE | 241.403 | 0.6875 | 42.2274 | 0.13714 | calibrated_directional_minimum_full_month | 175 | 24 | 24 | 24 | 2026-08-03_73 | TRUE | 0 | 0 | 46237.6771 | 46238 | 0.0025735 | 170.0536 | 169.4854 | 662.2453 | 0.3125 | calibrated_PETROM_full_month_P90 | 128 | TRUE | 40 | 40 | 40 | FALSE | 2026-08-03 | 952.1071
2026-08-03 16:15 | 2026-08-03 16:30 | 2026-08-03 19:15 | 2026-08-03 | 0.25 | FORMAL | 2026-08-03 16:00 | 265.37 | 2026-08-03_74 | 15 | DA_2026-08-03@565fd6053c85 | 2026-07-31 | 5.2473 | BNR_FX_2026@9bb4cfc29e8f | 131.968 | FCR_2026-08-03T16:00:00Z | tenderStatistics_2026-08@d7daa9807303 | 66.2245 | PUBLISHED_PROXY | 175 | aFRRUp_2026-08-03T16:00:00Z | tenderStatistics_2026-08@d7daa9807303 | 7.0379 | PUBLISHED_PROXY | 175 | aFRRDown_2026-08-03T16:00:00Z | tenderStatistics_2026-08@d7daa9807303 | 2.5937 | PUBLISHED_PROXY |  | SOURCE_NULL_NOT_MODELED |  | 428.1228 | PUBLISHED_PROXY | 11.046 | 0 | PUBLISHED_PROXY | 0 | marginalPricesOverview_2026-08@4f1f9f7e4d34 | activatedBalancingEnergyOverview_2026-08@914407f42f6a | PUBLISHED_NATIVE | 0.25248 | 0 | 0.25248 | TRUE | TRUE | TRUE | TRUE | TRUE | TRUE | TRUE | TRUE | OK | OK | EUR | 0 | 0 | 15.5623 | 0.13714 | calibrated_directional_minimum_full_month | 175 | 24 | 24 | 24 | TRUE | 648.5547 | 1.5149 | 42.2274 | 0.13714 | calibrated_directional_minimum_full_month | 175 | 24 | 24 | 24 | 2026-08-03_74 | TRUE | 0 | 0 | 46237.6875 | 46237.6771 | 0.0045739 | 169.4854 | 167.8388 | 662.2453 | 0.3125 | calibrated_PETROM_full_month_P90 | 128 | TRUE | 40 | 40 | 40 | FALSE | 2026-08-03 | 1368.5898
2026-08-03 16:30 | 2026-08-03 16:45 | 2026-08-03 19:30 | 2026-08-03 | 0.25 | FORMAL | 2026-08-03 16:00 | 243.16 | 2026-08-03_75 | 15 | DA_2026-08-03@565fd6053c85 | 2026-07-31 | 5.2473 | BNR_FX_2026@9bb4cfc29e8f | 131.968 | FCR_2026-08-03T16:00:00Z | tenderStatistics_2026-08@d7daa9807303 | 66.2245 | PUBLISHED_PROXY | 175 | aFRRUp_2026-08-03T16:00:00Z | tenderStatistics_2026-08@d7daa9807303 | 7.0379 | PUBLISHED_PROXY | 175 | aFRRDown_2026-08-03T16:00:00Z | tenderStatistics_2026-08@d7daa9807303 | 2.5937 | PUBLISHED_PROXY |  | SOURCE_NULL_NOT_MODELED |  | 432.7273 | PUBLISHED_PROXY | 13.94 | 0 | PUBLISHED_PROXY | 0 | marginalPricesOverview_2026-08@4f1f9f7e4d34 | activatedBalancingEnergyOverview_2026-08@914407f42f6a | PUBLISHED_NATIVE | 0.31863 | 0 | 0.31863 | TRUE | TRUE | TRUE | TRUE | TRUE | TRUE | TRUE | TRUE | OK | OK | EUR | 0 | 0 | 15.5623 | 0.13714 | calibrated_directional_minimum_full_month | 175 | 24 | 24 | 24 | TRUE | 827.2757 | 1.9118 | 42.2274 | 0.13714 | calibrated_directional_minimum_full_month | 175 | 24 | 24 | 24 | 2026-08-03_75 | TRUE | -1458.96 | -24 | 46237.6979 | 46237.6875 | 0.010448 | 167.8388 | 171.6 | 662.2453 | 0.3125 | calibrated_PETROM_full_month_P90 | 128 | TRUE | 40 | 40 | 40 | FALSE | 2026-08-03 | 88.3508
2026-08-03 16:45 | 2026-08-03 17:00 | 2026-08-03 19:45 | 2026-08-03 | 0.25 | FORMAL | 2026-08-03 16:00 | 377.84 | 2026-08-03_76 | 15 | DA_2026-08-03@565fd6053c85 | 2026-07-31 | 5.2473 | BNR_FX_2026@9bb4cfc29e8f | 131.968 | FCR_2026-08-03T16:00:00Z | tenderStatistics_2026-08@d7daa9807303 | 66.2245 | PUBLISHED_PROXY | 175 | aFRRUp_2026-08-03T16:00:00Z | tenderStatistics_2026-08@d7daa9807303 | 7.0379 | PUBLISHED_PROXY | 175 | aFRRDown_2026-08-03T16:00:00Z | tenderStatistics_2026-08@d7daa9807303 | 2.5937 | PUBLISHED_PROXY |  | SOURCE_NULL_NOT_MODELED |  | 388.3847 | PUBLISHED_PROXY | 9.526 | 0 | PUBLISHED_PROXY | 0 | marginalPricesOverview_2026-08@4f1f9f7e4d34 | activatedBalancingEnergyOverview_2026-08@914407f42f6a | PUBLISHED_NATIVE | 0.21774 | 0 | 0.21774 | TRUE | TRUE | TRUE | TRUE | TRUE | TRUE | TRUE | TRUE | OK | OK | EUR | 0 | 0 | 15.5623 | 0.13714 | calibrated_directional_minimum_full_month | 175 | 24 | 24 | 24 | TRUE | 507.3946 | 1.3064 | 42.2274 | 0.13714 | calibrated_directional_minimum_full_month | 175 | 24 | 24 | 24 | 2026-08-03_76 | TRUE | 3400.56 | 36 | 46237.7083 | 46237.6979 | 0.031118 | 171.6 | 160.3974 | 662.2453 | 0.3125 | calibrated_PETROM_full_month_P90 | 128 | TRUE | 40 | 40 | 40 | FALSE | 2026-08-03 | 4627.9897
2026-08-03 17:00 | 2026-08-03 17:15 | 2026-08-03 20:00 | 2026-08-03 | 0.25 | FORMAL | 2026-08-03 17:00 | 274.55 | 2026-08-03_77 | 15 | DA_2026-08-03@565fd6053c85 | 2026-07-31 | 5.2473 | BNR_FX_2026@9bb4cfc29e8f | 131.968 | FCR_2026-08-03T17:00:00Z | tenderStatistics_2026-08@d7daa9807303 | 66.2245 | PUBLISHED_PROXY | 175 | aFRRUp_2026-08-03T17:00:00Z | tenderStatistics_2026-08@d7daa9807303 | 4.0326 | PUBLISHED_PROXY | 175 | aFRRDown_2026-08-03T17:00:00Z | tenderStatistics_2026-08@d7daa9807303 | 2.5937 | PUBLISHED_PROXY |  | SOURCE_NULL_NOT_MODELED |  | 409.3033 | PUBLISHED_PROXY | 8.435 | 0 | PUBLISHED_PROXY | 0 | marginalPricesOverview_2026-08@4f1f9f7e4d34 | activatedBalancingEnergyOverview_2026-08@914407f42f6a | PUBLISHED_NATIVE | 0.1928 | 0 | 0.1928 | TRUE | TRUE | TRUE | TRUE | TRUE | TRUE | TRUE | TRUE | OK | OK | EUR | 0 | 0 | 15.5623 | 0.13714 | calibrated_directional_minimum_full_month | 175 | 24 | 24 | 24 | TRUE | 0 | 0 | 0 | 0.13714 | calibrated_directional_minimum_full_month | 175 | 0 | 24 | 24 | 2026-08-03_77 | TRUE | -5216.45 | -76 | 46237.7188 | 46237.7083 | 0.048556 | 160.3974 | 177.8774 | 0 | 0.3125 | calibrated_PETROM_full_month_P90 | 128 | TRUE | 0 | 40 | 40 | FALSE | 2026-08-03 | -5200.8877
2026-08-03 17:15 | 2026-08-03 17:30 | 2026-08-03 20:15 | 2026-08-03 | 0.25 | FORMAL | 2026-08-03 17:00 | 331.56 | 2026-08-03_78 | 15 | DA_2026-08-03@565fd6053c85 | 2026-07-31 | 5.2473 | BNR_FX_2026@9bb4cfc29e8f | 131.968 | FCR_2026-08-03T17:00:00Z | tenderStatistics_2026-08@d7daa9807303 | 66.2245 | PUBLISHED_PROXY | 175 | aFRRUp_2026-08-03T17:00:00Z | tenderStatistics_2026-08@d7daa9807303 | 4.0326 | PUBLISHED_PROXY | 175 | aFRRDown_2026-08-03T17:00:00Z | tenderStatistics_2026-08@d7daa9807303 | 2.5937 | PUBLISHED_PROXY |  | SOURCE_NULL_NOT_MODELED |  | 311.9113 | PUBLISHED_PROXY | 5.78 | 0 | PUBLISHED_PROXY | 0 | marginalPricesOverview_2026-08@4f1f9f7e4d34 | activatedBalancingEnergyOverview_2026-08@914407f42f6a | PUBLISHED_NATIVE | 0.13211 | 0 | 0.13211 | TRUE | TRUE | TRUE | TRUE | TRUE | TRUE | TRUE | TRUE | OK | OK | EUR | 0 | 0 | 15.5623 | 0.13714 | calibrated_directional_minimum_full_month | 175 | 24 | 24 | 24 | TRUE | 0 | 0 | 0 | 0.13714 | calibrated_directional_minimum_full_month | 175 | 0 | 24 | 24 | 2026-08-03_78 | TRUE | 3133.5792 | 37.8041 | 46237.7292 | 46237.7188 | 0.028536 | 177.8774 | 167.6045 | 0 | 0.3125 | calibrated_PETROM_full_month_P90 | 128 | TRUE | 0 | 40 | 40 | FALSE | 2026-08-03 | 3149.1415
2026-08-03 17:30 | 2026-08-03 17:45 | 2026-08-03 20:30 | 2026-08-03 | 0.25 | FORMAL | 2026-08-03 17:00 | 516.8 | 2026-08-03_79 | 15 | DA_2026-08-03@565fd6053c85 | 2026-07-31 | 5.2473 | BNR_FX_2026@9bb4cfc29e8f | 131.968 | FCR_2026-08-03T17:00:00Z | tenderStatistics_2026-08@d7daa9807303 | 66.2245 | PUBLISHED_PROXY | 175 | aFRRUp_2026-08-03T17:00:00Z | tenderStatistics_2026-08@d7daa9807303 | 4.0326 | PUBLISHED_PROXY | 175 | aFRRDown_2026-08-03T17:00:00Z | tenderStatistics_2026-08@d7daa9807303 | 2.5937 | PUBLISHED_PROXY |  | SOURCE_NULL_NOT_MODELED |  | 285.5097 | PUBLISHED_PROXY | 7.073 | 0 | PUBLISHED_PROXY | 0 | marginalPricesOverview_2026-08@4f1f9f7e4d34 | activatedBalancingEnergyOverview_2026-08@914407f42f6a | PUBLISHED_NATIVE | 0.16167 | 0 | 0.16167 | TRUE | TRUE | TRUE | TRUE | TRUE | TRUE | TRUE | TRUE | OK | OK | EUR | 0 | 0 | 15.5623 | 0.13714 | calibrated_directional_minimum_full_month | 175 | 24 | 24 | 24 | TRUE | 0 | 0 | 0 | 0.13714 | calibrated_directional_minimum_full_month | 175 | 0 | 24 | 24 | 2026-08-03_79 | TRUE | 12920 | 100 | 46237.7396 | 46237.7292 | 0.075483 | 167.6045 | 140.4306 | 0 | 0.3125 | calibrated_PETROM_full_month_P90 | 128 | TRUE | 0 | 40 | 40 | FALSE | 2026-08-03 | 12935.5623
2026-08-03 17:45 | 2026-08-03 18:00 | 2026-08-03 20:45 | 2026-08-03 | 0.25 | FORMAL | 2026-08-03 17:00 | 559.06 | 2026-08-03_80 | 15 | DA_2026-08-03@565fd6053c85 | 2026-07-31 | 5.2473 | BNR_FX_2026@9bb4cfc29e8f | 131.968 | FCR_2026-08-03T17:00:00Z | tenderStatistics_2026-08@d7daa9807303 | 66.2245 | PUBLISHED_PROXY | 175 | aFRRUp_2026-08-03T17:00:00Z | tenderStatistics_2026-08@d7daa9807303 | 4.0326 | PUBLISHED_PROXY | 175 | aFRRDown_2026-08-03T17:00:00Z | tenderStatistics_2026-08@d7daa9807303 | 2.5937 | PUBLISHED_PROXY |  | SOURCE_NULL_NOT_MODELED |  | 251.0394 | PUBLISHED_PROXY | 3.125 | 95.2871 | PUBLISHED_PROXY | 0.011 | marginalPricesOverview_2026-08@4f1f9f7e4d34 | activatedBalancingEnergyOverview_2026-08@914407f42f6a | PUBLISHED_NATIVE | 0.071429 | 0.00025143 | 0.07168 | TRUE | TRUE | TRUE | TRUE | TRUE | TRUE | TRUE | TRUE | OK | OK | EUR | -0.14375 | 0.0015086 | 15.5623 | 0.13714 | calibrated_directional_minimum_full_month | 175 | 24 | 24 | 24 | TRUE | 0 | 0 | 0 | 0.13714 | calibrated_directional_minimum_full_month | 175 | 0 | 24 | 24 | 2026-08-03_80 | TRUE | 13976.5 | 100 | 46237.75 | 46237.7396 | 0.075479 | 140.4306 | 113.2583 | 0 | 0.3125 | calibrated_PETROM_full_month_P90 | 128 | TRUE | 0 | 40 | 40 | FALSE | 2026-08-03 | 13991.9185
2026-08-03 18:00 | 2026-08-03 18:15 | 2026-08-03 21:00 | 2026-08-03 | 0.25 | FORMAL | 2026-08-03 18:00 | 535.71 | 2026-08-03_81 | 15 | DA_2026-08-03@565fd6053c85 | 2026-07-31 | 5.2473 | BNR_FX_2026@9bb4cfc29e8f | 131.968 | FCR_2026-08-03T18:00:00Z | tenderStatistics_2026-08@d7daa9807303 | 66.2245 | PUBLISHED_PROXY | 175 | aFRRUp_2026-08-03T18:00:00Z | tenderStatistics_2026-08@d7daa9807303 | 7.0836 | PUBLISHED_PROXY | 175 | aFRRDown_2026-08-03T18:00:00Z | tenderStatistics_2026-08@d7daa9807303 | 2.5937 | PUBLISHED_PROXY |  | SOURCE_NULL_NOT_MODELED |  | 262.3814 | PUBLISHED_PROXY | 1.778 | 95.2871 | PUBLISHED_PROXY | 0.017 | marginalPricesOverview_2026-08@4f1f9f7e4d34 | activatedBalancingEnergyOverview_2026-08@914407f42f6a | PUBLISHED_NATIVE | 0.04064 | 0.00038857 | 0.041029 | TRUE | TRUE | TRUE | TRUE | TRUE | TRUE | TRUE | TRUE | OK | OK | EUR | -0.22216 | 0.0023314 | 15.5623 | 0.13714 | calibrated_directional_minimum_full_month | 175 | 24 | 24 | 24 | TRUE | 0 | 0 | 0 | 0.13714 | calibrated_directional_minimum_full_month | 175 | 0 | 24 | 24 | 2026-08-03_81 | TRUE | 13392.75 | 100 | 46237.7604 | 46237.75 | 0.075476 | 113.2583 | 86.087 | 0 | 0.3125 | calibrated_PETROM_full_month_P90 | 128 | TRUE | 0 | 40 | 40 | FALSE | 2026-08-03 | 13408.0901
2026-08-03 18:15 | 2026-08-03 18:30 | 2026-08-03 21:15 | 2026-08-03 | 0.25 | FORMAL | 2026-08-03 18:00 | 469.04 | 2026-08-03_82 | 15 | DA_2026-08-03@565fd6053c85 | 2026-07-31 | 5.2473 | BNR_FX_2026@9bb4cfc29e8f | 131.968 | FCR_2026-08-03T18:00:00Z | tenderStatistics_2026-08@d7daa9807303 | 66.2245 | PUBLISHED_PROXY | 175 | aFRRUp_2026-08-03T18:00:00Z | tenderStatistics_2026-08@d7daa9807303 | 7.0836 | PUBLISHED_PROXY | 175 | aFRRDown_2026-08-03T18:00:00Z | tenderStatistics_2026-08@d7daa9807303 | 2.5937 | PUBLISHED_PROXY |  | SOURCE_NULL_NOT_MODELED |  | 369.7742 | PUBLISHED_PROXY | 17.87 | 0 | PUBLISHED_PROXY | 0 | marginalPricesOverview_2026-08@4f1f9f7e4d34 | activatedBalancingEnergyOverview_2026-08@914407f42f6a | PUBLISHED_NATIVE | 0.40846 | 0 | 0.40846 | TRUE | TRUE | TRUE | TRUE | TRUE | TRUE | TRUE | TRUE | OK | OK | EUR | 0 | 0 | 15.5623 | 0.13714 | calibrated_directional_minimum_full_month | 175 | 24 | 24 | 24 | TRUE | 0 | 0 | 0 | 0.13714 | calibrated_directional_minimum_full_month | 175 | 0 | 24 | 24 | 2026-08-03_82 | TRUE | 11726 | 100 | 46237.7708 | 46237.7604 | 0.075483 | 86.087 | 58.913 | 0 | 0.3125 | calibrated_PETROM_full_month_P90 | 128 | TRUE | 0 | 40 | 40 | FALSE | 2026-08-03 | 11741.5623
2026-08-03 18:30 | 2026-08-03 18:45 | 2026-08-03 21:30 | 2026-08-03 | 0.25 | FORMAL | 2026-08-03 18:00 | 336.01 | 2026-08-03_83 | 15 | DA_2026-08-03@565fd6053c85 | 2026-07-31 | 5.2473 | BNR_FX_2026@9bb4cfc29e8f | 131.968 | FCR_2026-08-03T18:00:00Z | tenderStatistics_2026-08@d7daa9807303 | 66.2245 | PUBLISHED_PROXY | 175 | aFRRUp_2026-08-03T18:00:00Z | tenderStatistics_2026-08@d7daa9807303 | 7.0836 | PUBLISHED_PROXY | 175 | aFRRDown_2026-08-03T18:00:00Z | tenderStatistics_2026-08@d7daa9807303 | 2.5937 | PUBLISHED_PROXY |  | SOURCE_NULL_NOT_MODELED |  | 289.3814 | PUBLISHED_PROXY | 12.845 | 0 | PUBLISHED_PROXY | 0 | marginalPricesOverview_2026-08@4f1f9f7e4d34 | activatedBalancingEnergyOverview_2026-08@914407f42f6a | PUBLISHED_NATIVE | 0.2936 | 0 | 0.2936 | TRUE | TRUE | TRUE | TRUE | TRUE | TRUE | TRUE | TRUE | OK | OK | EUR | 0 | 0 | 15.5623 | 0.13714 | calibrated_directional_minimum_full_month | 175 | 24 | 24 | 24 | TRUE | 0 | 0 | 0 | 0.13714 | calibrated_directional_minimum_full_month | 175 | 0 | 24 | 24 | 2026-08-03_83 | TRUE | 8400.25 | 100 | 46237.7812 | 46237.7708 | 0.075483 | 58.913 | 31.7391 | 0 | 0.3125 | calibrated_PETROM_full_month_P90 | 128 | TRUE | 0 | 40 | 40 | FALSE | 2026-08-03 | 8415.8123
2026-08-03 18:45 | 2026-08-03 19:00 | 2026-08-03 21:45 | 2026-08-03 | 0.25 | FORMAL | 2026-08-03 18:00 | 280.92 | 2026-08-03_84 | 15 | DA_2026-08-03@565fd6053c85 | 2026-07-31 | 5.2473 | BNR_FX_2026@9bb4cfc29e8f | 131.968 | FCR_2026-08-03T18:00:00Z | tenderStatistics_2026-08@d7daa9807303 | 66.2245 | PUBLISHED_PROXY | 175 | aFRRUp_2026-08-03T18:00:00Z | tenderStatistics_2026-08@d7daa9807303 | 7.0836 | PUBLISHED_PROXY | 175 | aFRRDown_2026-08-03T18:00:00Z | tenderStatistics_2026-08@d7daa9807303 | 2.5937 | PUBLISHED_PROXY |  | SOURCE_NULL_NOT_MODELED |  | 275.3782 | PUBLISHED_PROXY | 16.336 | 0 | PUBLISHED_PROXY | 0 | marginalPricesOverview_2026-08@4f1f9f7e4d34 | activatedBalancingEnergyOverview_2026-08@914407f42f6a | PUBLISHED_NATIVE | 0.37339 | 0 | 0.37339 | TRUE | TRUE | TRUE | TRUE | TRUE | TRUE | TRUE | TRUE | OK | OK | EUR | 0 | 0 | 15.5623 | 0.13714 | calibrated_directional_minimum_full_month | 175 | 24 | 24 | 24 | TRUE | 0 | 0 | 0 | 0.13714 | calibrated_directional_minimum_full_month | 175 | 0 | 24 | 24 | 2026-08-03_84 | TRUE | 0 | 0 | 46237.7917 | 46237.7812 | 0 | 31.7391 | 31.7391 | 0 | 0.3125 | calibrated_PETROM_full_month_P90 | 128 | TRUE | 0 | 40 | 40 | FALSE | 2026-08-03 | 15.5623
2026-08-03 19:00 | 2026-08-03 19:15 | 2026-08-03 22:00 | 2026-08-03 | 0.25 | FORMAL | 2026-08-03 19:00 | 284.93 | 2026-08-03_85 | 15 | DA_2026-08-03@565fd6053c85 | 2026-07-31 | 5.2473 | BNR_FX_2026@9bb4cfc29e8f | 131.968 | FCR_2026-08-03T19:00:00Z | tenderStatistics_2026-08@d7daa9807303 | 66.2245 | PUBLISHED_PROXY | 175 | aFRRUp_2026-08-03T19:00:00Z | tenderStatistics_2026-08@d7daa9807303 | 3.4513 | PUBLISHED_PROXY | 175 | aFRRDown_2026-08-03T19:00:00Z | tenderStatistics_2026-08@d7daa9807303 | 2.5937 | PUBLISHED_PROXY |  | SOURCE_NULL_NOT_MODELED |  | 315.4386 | PUBLISHED_PROXY | 16.674 | 0 | PUBLISHED_PROXY | 0 | marginalPricesOverview_2026-08@4f1f9f7e4d34 | activatedBalancingEnergyOverview_2026-08@914407f42f6a | PUBLISHED_NATIVE | 0.38112 | 0 | 0.38112 | TRUE | TRUE | TRUE | TRUE | TRUE | TRUE | TRUE | TRUE | OK | OK | EUR | 0 | 0 | 15.5623 | 0.13714 | calibrated_directional_minimum_full_month | 175 | 24 | 24 | 24 | TRUE | 0 | 0 | 0 | 0.13714 | calibrated_directional_minimum_full_month | 175 | 0 | 24 | 24 | 2026-08-03_85 | TRUE | 0 | 0 | 46237.8021 | 46237.7917 | 0 | 31.7391 | 31.7391 | 662.2453 | 0.3125 | calibrated_PETROM_full_month_P90 | 128 | TRUE | 40 | 40 | 40 | FALSE | 2026-08-03 | 677.8076
2026-08-03 19:15 | 2026-08-03 19:30 | 2026-08-03 22:15 | 2026-08-03 | 0.25 | FORMAL | 2026-08-03 19:00 | 273.52 | 2026-08-03_86 | 15 | DA_2026-08-03@565fd6053c85 | 2026-07-31 | 5.2473 | BNR_FX_2026@9bb4cfc29e8f | 131.968 | FCR_2026-08-03T19:00:00Z | tenderStatistics_2026-08@d7daa9807303 | 66.2245 | PUBLISHED_PROXY | 175 | aFRRUp_2026-08-03T19:00:00Z | tenderStatistics_2026-08@d7daa9807303 | 3.4513 | PUBLISHED_PROXY | 175 | aFRRDown_2026-08-03T19:00:00Z | tenderStatistics_2026-08@d7daa9807303 | 2.5937 | PUBLISHED_PROXY |  | SOURCE_NULL_NOT_MODELED |  | 304.5254 | PUBLISHED_PROXY | 17.557 | 0 | PUBLISHED_PROXY | 0 | marginalPricesOverview_2026-08@4f1f9f7e4d34 | activatedBalancingEnergyOverview_2026-08@914407f42f6a | PUBLISHED_NATIVE | 0.4013 | 0 | 0.4013 | TRUE | TRUE | TRUE | TRUE | TRUE | TRUE | TRUE | TRUE | OK | OK | EUR | 0 | 0 | 15.5623 | 0.13714 | calibrated_directional_minimum_full_month | 175 | 24 | 24 | 24 | TRUE | 0 | 0 | 0 | 0.13714 | calibrated_directional_minimum_full_month | 175 | 0 | 24 | 24 | 2026-08-03_86 | TRUE | 0 | 0 | 46237.8125 | 46237.8021 | 0 | 31.7391 | 31.7391 | 662.2453 | 0.3125 | calibrated_PETROM_full_month_P90 | 128 | TRUE | 40 | 40 | 40 | FALSE | 2026-08-03 | 677.8076
2026-08-03 19:30 | 2026-08-03 19:45 | 2026-08-03 22:30 | 2026-08-03 | 0.25 | FORMAL | 2026-08-03 19:00 | 264.78 | 2026-08-03_87 | 15 | DA_2026-08-03@565fd6053c85 | 2026-07-31 | 5.2473 | BNR_FX_2026@9bb4cfc29e8f | 131.968 | FCR_2026-08-03T19:00:00Z | tenderStatistics_2026-08@d7daa9807303 | 66.2245 | PUBLISHED_PROXY | 175 | aFRRUp_2026-08-03T19:00:00Z | tenderStatistics_2026-08@d7daa9807303 | 3.4513 | PUBLISHED_PROXY | 175 | aFRRDown_2026-08-03T19:00:00Z | tenderStatistics_2026-08@d7daa9807303 | 2.5937 | PUBLISHED_PROXY |  | SOURCE_NULL_NOT_MODELED |  | 281.1842 | PUBLISHED_PROXY | 10.92 | 0 | PUBLISHED_PROXY | 0 | marginalPricesOverview_2026-08@4f1f9f7e4d34 | activatedBalancingEnergyOverview_2026-08@914407f42f6a | PUBLISHED_NATIVE | 0.2496 | 0 | 0.2496 | TRUE | TRUE | TRUE | TRUE | TRUE | TRUE | TRUE | TRUE | OK | OK | EUR | 0 | 0 | 15.5623 | 0.13714 | calibrated_directional_minimum_full_month | 175 | 24 | 24 | 24 | TRUE | 0 | 0 | 0 | 0.13714 | calibrated_directional_minimum_full_month | 175 | 0 | 24 | 24 | 2026-08-03_87 | TRUE | 0 | 0 | 46237.8229 | 46237.8125 | 0 | 31.7391 | 31.7391 | 662.2453 | 0.3125 | calibrated_PETROM_full_month_P90 | 128 | TRUE | 40 | 40 | 40 | FALSE | 2026-08-03 | 677.8076
2026-08-03 19:45 | 2026-08-03 20:00 | 2026-08-03 22:45 | 2026-08-03 | 0.25 | FORMAL | 2026-08-03 19:00 | 252.4 | 2026-08-03_88 | 15 | DA_2026-08-03@565fd6053c85 | 2026-07-31 | 5.2473 | BNR_FX_2026@9bb4cfc29e8f | 131.968 | FCR_2026-08-03T19:00:00Z | tenderStatistics_2026-08@d7daa9807303 | 66.2245 | PUBLISHED_PROXY | 175 | aFRRUp_2026-08-03T19:00:00Z | tenderStatistics_2026-08@d7daa9807303 | 3.4513 | PUBLISHED_PROXY | 175 | aFRRDown_2026-08-03T19:00:00Z | tenderStatistics_2026-08@d7daa9807303 | 2.5937 | PUBLISHED_PROXY |  | SOURCE_NULL_NOT_MODELED |  | 272.8609 | PUBLISHED_PROXY | 8.25 | 0 | PUBLISHED_PROXY | 0 | marginalPricesOverview_2026-08@4f1f9f7e4d34 | activatedBalancingEnergyOverview_2026-08@914407f42f6a | PUBLISHED_NATIVE | 0.18857 | 0 | 0.18857 | TRUE | TRUE | TRUE | TRUE | TRUE | TRUE | TRUE | TRUE | OK | OK | EUR | 0 | 0 | 15.5623 | 0.13714 | calibrated_directional_minimum_full_month | 175 | 24 | 24 | 24 | TRUE | 0 | 0 | 0 | 0.13714 | calibrated_directional_minimum_full_month | 175 | 0 | 24 | 24 | 2026-08-03_88 | TRUE | 0 | 0 | 46237.8333 | 46237.8229 | 0 | 31.7391 | 31.7391 | 662.2453 | 0.3125 | calibrated_PETROM_full_month_P90 | 128 | TRUE | 40 | 40 | 40 | FALSE | 2026-08-03 | 677.8076
2026-08-03 20:00 | 2026-08-03 20:15 | 2026-08-03 23:00 | 2026-08-03 | 0.25 | FORMAL | 2026-08-03 20:00 | 252.1 | 2026-08-03_89 | 15 | DA_2026-08-03@565fd6053c85 | 2026-07-31 | 5.2473 | BNR_FX_2026@9bb4cfc29e8f | 131.968 | FCR_2026-08-03T20:00:00Z | tenderStatistics_2026-08@d7daa9807303 | 66.2245 | PUBLISHED_PROXY | 175 | aFRRUp_2026-08-03T20:00:00Z | tenderStatistics_2026-08@d7daa9807303 | 7.0665 | PUBLISHED_PROXY | 175 | aFRRDown_2026-08-03T20:00:00Z | tenderStatistics_2026-08@d7daa9807303 | 2.5937 | PUBLISHED_PROXY |  | SOURCE_NULL_NOT_MODELED |  | 476.5011 | PUBLISHED_PROXY | 24.282 | 0 | PUBLISHED_PROXY | 0 | marginalPricesOverview_2026-08@4f1f9f7e4d34 | activatedBalancingEnergyOverview_2026-08@914407f42f6a | PUBLISHED_NATIVE | 0.55502 | 0 | 0.55502 | TRUE | TRUE | TRUE | TRUE | TRUE | TRUE | TRUE | TRUE | OK | OK | EUR | 0 | 0 | 15.5623 | 0.13714 | calibrated_directional_minimum_full_month | 175 | 24 | 24 | 24 | TRUE | 1586.7975 | 3.3301 | 42.3989 | 0.13714 | calibrated_directional_minimum_full_month | 175 | 24 | 24 | 24 | 2026-08-03_89 | TRUE | -1512.6 | -24 | 46237.8438 | 46237.8333 | 0.0068231 | 31.7391 | 34.1954 | 662.2453 | 0.3125 | calibrated_PETROM_full_month_P90 | 128 | TRUE | 40 | 40 | 40 | FALSE | 2026-08-03 | 794.4041
2026-08-03 20:15 | 2026-08-03 20:30 | 2026-08-03 23:15 | 2026-08-03 | 0.25 | FORMAL | 2026-08-03 20:00 | 242.82 | 2026-08-03_90 | 15 | DA_2026-08-03@565fd6053c85 | 2026-07-31 | 5.2473 | BNR_FX_2026@9bb4cfc29e8f | 131.968 | FCR_2026-08-03T20:00:00Z | tenderStatistics_2026-08@d7daa9807303 | 66.2245 | PUBLISHED_PROXY | 175 | aFRRUp_2026-08-03T20:00:00Z | tenderStatistics_2026-08@d7daa9807303 | 7.0665 | PUBLISHED_PROXY | 175 | aFRRDown_2026-08-03T20:00:00Z | tenderStatistics_2026-08@d7daa9807303 | 2.5937 | PUBLISHED_PROXY |  | SOURCE_NULL_NOT_MODELED |  | 273.1008 | PUBLISHED_PROXY | 11.354 | 0 | PUBLISHED_PROXY | 0 | marginalPricesOverview_2026-08@4f1f9f7e4d34 | activatedBalancingEnergyOverview_2026-08@914407f42f6a | PUBLISHED_NATIVE | 0.25952 | 0 | 0.25952 | TRUE | TRUE | TRUE | TRUE | TRUE | TRUE | TRUE | TRUE | OK | OK | EUR | 0 | 0 | 15.5623 | 0.13714 | calibrated_directional_minimum_full_month | 175 | 24 | 24 | 24 | TRUE | 425.2508 | 1.5571 | 42.3989 | 0.13714 | calibrated_directional_minimum_full_month | 175 | 24 | 24 | 24 | 2026-08-03_90 | TRUE | -54.1288 | -0.89167 | 46237.8542 | 46237.8438 | 0.0049486 | 34.1954 | 32.7177 | 662.2453 | 0.3125 | calibrated_PETROM_full_month_P90 | 128 | TRUE | 40 | 40 | 40 | FALSE | 2026-08-03 | 1091.3285
2026-08-03 20:30 | 2026-08-03 20:45 | 2026-08-03 23:30 | 2026-08-03 | 0.25 | FORMAL | 2026-08-03 20:00 | 234.76 | 2026-08-03_91 | 15 | DA_2026-08-03@565fd6053c85 | 2026-07-31 | 5.2473 | BNR_FX_2026@9bb4cfc29e8f | 131.968 | FCR_2026-08-03T20:00:00Z | tenderStatistics_2026-08@d7daa9807303 | 66.2245 | PUBLISHED_PROXY | 175 | aFRRUp_2026-08-03T20:00:00Z | tenderStatistics_2026-08@d7daa9807303 | 7.0665 | PUBLISHED_PROXY | 175 | aFRRDown_2026-08-03T20:00:00Z | tenderStatistics_2026-08@d7daa9807303 | 2.5937 | PUBLISHED_PROXY |  | SOURCE_NULL_NOT_MODELED |  | 254.8606 | PUBLISHED_PROXY | 7.108 | 0 | PUBLISHED_PROXY | 0 | marginalPricesOverview_2026-08@4f1f9f7e4d34 | activatedBalancingEnergyOverview_2026-08@914407f42f6a | PUBLISHED_NATIVE | 0.16247 | 0 | 0.16247 | TRUE | TRUE | TRUE | TRUE | TRUE | TRUE | TRUE | TRUE | OK | OK | EUR | 0 | 0 | 15.5623 | 0.13714 | calibrated_directional_minimum_full_month | 175 | 24 | 24 | 24 | TRUE | 248.441 | 0.97481 | 42.3989 | 0.13714 | calibrated_directional_minimum_full_month | 175 | 24 | 24 | 24 | 2026-08-03_91 | TRUE | -107.7464 | -1.8359 | 46237.8646 | 46237.8542 | 0.0037005 | 32.7177 | 32.0928 | 662.2453 | 0.3125 | calibrated_PETROM_full_month_P90 | 128 | TRUE | 40 | 40 | 40 | FALSE | 2026-08-03 | 860.9012
2026-08-03 20:45 | 2026-08-03 21:00 | 2026-08-03 23:45 | 2026-08-03 | 0.25 | FORMAL | 2026-08-03 20:00 | 229.66 | 2026-08-03_92 | 15 | DA_2026-08-03@565fd6053c85 | 2026-07-31 | 5.2473 | BNR_FX_2026@9bb4cfc29e8f | 131.968 | FCR_2026-08-03T20:00:00Z | tenderStatistics_2026-08@d7daa9807303 | 66.2245 | PUBLISHED_PROXY | 175 | aFRRUp_2026-08-03T20:00:00Z | tenderStatistics_2026-08@d7daa9807303 | 7.0665 | PUBLISHED_PROXY | 175 | aFRRDown_2026-08-03T20:00:00Z | tenderStatistics_2026-08@d7daa9807303 | 2.5937 | PUBLISHED_PROXY |  | SOURCE_NULL_NOT_MODELED |  | 221.7417 | PUBLISHED_PROXY | 3.223 | 76.9348 | PUBLISHED_PROXY | 1.005 | marginalPricesOverview_2026-08@4f1f9f7e4d34 | activatedBalancingEnergyOverview_2026-08@914407f42f6a | PUBLISHED_NATIVE | 0.073669 | 0.022971 | 0.09664 | TRUE | TRUE | TRUE | TRUE | TRUE | TRUE | TRUE | TRUE | OK | OK | EUR | -10.6038 | 0.13783 | 15.5623 | 0.13714 | calibrated_directional_minimum_full_month | 175 | 24 | 24 | 24 | TRUE | 98.0123 | 0.44201 | 42.3989 | 0.13714 | calibrated_directional_minimum_full_month | 175 | 24 | 24 | 24 | 2026-08-03_92 | TRUE | 0 | 0 | 46237.875 | 46237.8646 | 0.0016868 | 32.0928 | 31.7391 | 662.2453 | 0.3125 | calibrated_PETROM_full_month_P90 | 128 | TRUE | 40 | 40 | 40 | FALSE | 2026-08-03 | 807.6151
版本 | 2026-10-04月度份额版，100MW/200MWh，全EUR，无旧100%/80%/60%现金系数。
价格 | DA及激活EUR/MWh，容量EUR/(MW·h)。FCR/aFRR容量均来自DAMAS averageAcceptedPrice，并非本站报价。
汇率 | 按Bucharest交付日，取严格早于交付日的最近BNR参考日。原数据已换汇，本表不再次换汇。
现金 | 六类市场毛现金，不是实际发票、到账款或净利润。窗口残值不计入每日现金。
下调符号 | 下调激活现金=−激活MWh×原下调价格。负价格形成正现金。
激活比例 | 系统激活MWh÷(系统已采购MW×0.25h)。本站激活=中标MW×有效比例×0.25h。
门禁 | aFRR任一季度必要数据异常则完整小时禁用；有效比例0仅表示模型无aFRR义务，不替换原数据。
FCR | 仅容量机会价值。已预留双向功率和30分钟能量缓冲，未计频率激活、恢复损耗及额外循环。
信息 | 两日历史价格、激活比例及整月份额是事后完美信息输入，不表示当时已可获得。
三相 | 下调、上调、无激活顺序为模型假设。相位时间由比例展开，不是实际AGC时间。
计划复原 | 每日事务只存当日执行相位。次日轨迹由本窗冻结订单及下一日执行记录确定性复原，已核对订单、SOC连续及两日目标。
来源 | 价格由OPCOM、Transelectrica/DAMAS提供，汇率由BNR提供。逐件来源键、URL和哈希如下。
模型代码SHA256 | fcc1efda3bd2458daafba581b0894741497405235d98ec79e9bf6f7fa20aca5b
价格输入SHA256 | 0529c9ce3aaaa9024c91e32ef4290d66945b20407c3d301c3602c5e48d8a375a
容量需求SHA256 | 3b4d48ccba337c041647bbd6029140063fcfea11b89362c660bab660da75029e
运行manifest SHA256 | df609d3577b19605678950ce704142fa58a24a94609538569162dbfb05464782
来源键 | 机构 | 官方URL | 原件SHA256 | 获取UTC
DA_2026-07-31@0049cc5f7b4d | OPCOM | https://www.opcom.ro/rapoarte-pzu-raportPIP-export-csv/31/07/2026/en?resolution=15 | 0049cc5f7b4dd15de913024fc124dedd6a53c27ecfd34f702714ceb42a39c5f9 | 46295.7007
DA_2026-08-01@5135e8067e27 | OPCOM | https://www.opcom.ro/rapoarte-pzu-raportPIP-export-csv/01/08/2026/en?resolution=15 | 5135e8067e27feee68aecefe95277d8657682fabef0c42affbd9a91d6e5afd74 | 46295.3932
DA_2026-08-02@dd15ca7d2c57 | OPCOM | https://www.opcom.ro/rapoarte-pzu-raportPIP-export-csv/02/08/2026/en?resolution=15 | dd15ca7d2c5789b1ab126c8863b6b51abaa1efff65e0c6a89817dd55560b0e98 | 46295.3932
DA_2026-08-03@565fd6053c85 | OPCOM | https://www.opcom.ro/rapoarte-pzu-raportPIP-export-csv/03/08/2026/en?resolution=15 | 565fd6053c850f21e8b8eafd3ddf9f99f1d169fb582f836b93885f106cf42f60 | 46295.3933
tenderStatistics_2026-08@d7daa9807303 | Transelectrica / DAMAS II | https://newmarkets.transelectrica.ro/usy-durom-publicreportg01/00121002500000000000000000000100/publicReport/tenderStatistics?timeInterval.from=2026-07-31T21%3A00%3A00Z&timeInterval.to=2026-08-31T21%3A00%3A00Z&pageInfo.pageSize=3000&pageInfo.pageIndex=0 | d7daa98073034c0a1b0396b5b155c4d3d6959e22e361a7cf4d7c36c63d3b742f | 46295.7003
marginalPricesOverview_2026-08@4f1f9f7e4d34 | Transelectrica | https://newmarkets.transelectrica.ro/usy-durom-publicreportg01/00121002500000000000000000000100/publicReport/marginalPricesOverview?timeInterval.from=2026-07-31T21%3A00%3A00Z&timeInterval.to=2026-08-31T21%3A00%3A00Z&pageInfo.pageSize=3000&pageInfo.pageIndex=0 | 4f1f9f7e4d3434821bef6b55bbf93aafc040753c1efcdbf1cf123561be8ceab4 | 46297.4842
activatedBalancingEnergyOverview_2026-08@914407f42f6a | Transelectrica / DAMAS II | https://newmarkets.transelectrica.ro/usy-durom-publicreportg01/00121002500000000000000000000100/publicReport/activatedBalancingEnergyOverview?timeInterval.from=2026-07-31T21%3A00%3A00Z&timeInterval.to=2026-08-31T21%3A00%3A00Z&pageInfo.pageSize=3000&pageInfo.pageIndex=0 | 914407f42f6a0bbd5293f06ac3b9a81b9413b576c7643fa9f58a6267336d4b2b | 46295.7002
BNR_FX_2026@9bb4cfc29e8f | BNR | https://curs.bnr.ro/files/xml/years/nbrfxrates2026.xml | 9bb4cfc29e8fd348249cc05cf0493159f870bd55a150b3b80b122a8998974276 | 46295.7016